## Password (hidden)
Password to unlock sheets, and workbook:
CaGBCZCBPurpose2019

## Instructions
GHG Life-Cycle Cost Calculator
INTRODUCTION
Life-cycle cost analysis (LCCA) is a method for assessing the total cost of facility ownership. It considers the costs of acquiring, owning, and disposing of a building or building system. LCCA is especially useful to compare project alternatives that fulfill the same performance requirements but differ with respect to initial costs and operating costs. A GHG LCCA incorporates climate related externalities by incorporating a carbon cost for future GHG emissions. This GHG LCCA tool will help determine the degree to which investments that may increase initial cost, but result in dramatically reduced GHG emissions, will deliver life-cycle cost savings (for example the installation of a high-performance heating, ventilation, and air conditioning (HVAC) or glazing system). The Greening Government Strategy requires that the cost of future GHG emissions is included in this analysis using a Shadow Price on Carbon set at $300/tonne. The shadow price is used instead of the projected values for the national carbon tax. The purpose of this workbook is to provide a financial analysis tool that can be used to evaluate the viability of carbon reduction projects.
A minimum of 4 alternative cost scenarios should be developed under the GHG LCCA methodology, including a financial comparison of the designed or current system, including a 40-year net present value calculation, which includes current and projected fuel cost escalation.
The workbook is organized into three tabs:
1. General Project Info
2. Scenarios & Measures
3. Results
GENERAL PROJECT INFO
Here the user reports common project details like project name, location, size, economic forecast values, carbon price costs, and costs and carbon intensity of utilities.
SCENARIOS & MEASURES
Here the user defines scenarios that will be compared. Each scenario is created by listing all combustion equipment, or its replaced alternative, and providing details on energy consumption, costs, and durability. The first scenario is always the base-case - typically the existing building or conventional design.
RESULTS
Here the user views side-by-side results from the financial analysis of each scenario, showing how each one performs relative to the base case.
Analysis tool developed by:
Analysis tool developed for CaGBC's Zero Carbon Standard:

## General Project Info
GHG Life-Cycle Cost Calculator
Work space - will hide these columns in final version
l
l
l
V
GENERAL PROJECT INFORMATION
Project Name
| Address |  |  |  |  | City |  | Postal Code |  |  | Electrical consumption emissions will be displaced by:
Building Retrofit
| Province | Newfoundland |  |  |  | Project Type |  | Gross Floor Area | 1000 | m2 |  |  | New Construction
| Project Start Year | NEED TO ADD YEARS AND LINK TO EF FORECAST
|  |  | FINANCIAL ASSUMPTIONS | [5 empty] | CARBON PRICE
| Timeline for Net Present Value |  |  | 40 | years |  |  | Present Price | 300 | $/tCO2e |  |  | RECs
PPA
| Discount Rate |  |  |  | % |  |  | Escalation Rate | 0 | $/t/year
$/t/year
| Inflation Rate |  |  | 2 | % |  |  | Max. Price | 300 | $/tCO2e |  |  | %
FUEL SOURCES
| Fuel Source |  |  | Utility Rate |  |  | Units | Esc. Rate (%) | Carbon Intensity |  |  | Units | Util | Util cost (/kbtu) | Util cost (/kWh) | CI (kg/kBtu) | CI (kg/kWh) | Util Esc |  | Util
| Natural_Gas |  |  | 0.26 |  | $/ | m3 | 2% | 0.18243 |  | kgCO2e/ | kWh | Natural_Gas | 0.007138 | 0.024355 | 0.053468 | 0.18243 | 1.02 |  | Natural_Gas
| Electricity |  |  | 0.16 | /kWh | $/ | kWh | 3% | 0.027 |  | kgCO2e/ | kWh | Electricity | 0.046893 | 0.16 | 0.0079132 | 0.027 | 1.03 |  | Electricity
| District_Heating |  |  | 17 |  | $/ | GJ | 6% | 0.30211 |  | kgCO2e/ | kWh | District_Heating | 0.017936 | 0.061197 | 0.088544 | 0.30211 | 1.06 |  | District_Heating
| District_Cooling |  |  | 0.3 |  | $/ | GJ | 6% | 0.0144 |  | kgCO2e/ | kWh | District_Cooling | 0.00031652 | 0.00108 | 0.0042204 | 0.0144 | 1.06 |  | District_Cooling
| RECs |  |  | 0.01 | /kWh | $/ | kWh | 3% | -0.027 |  | kgCO2e/ | kWh | RECs | #N/A | #N/A | #N/A | #N/A | 1.03 |  | Light_Fuel_Oil
[6 empty] | $/ |  |  |  |  | kgCO2e/ | kWh | 0 | #N/A | #N/A | #VALUE! | #VALUE! | 1 |  | Heavy_Fuel_Oil
[6 empty] | $/ |  |  |  |  | kgCO2e/ |  | 0 | #N/A | #N/A | #VALUE! | #VALUE! | 1 |  | Kerosene
[6 empty] | $/ |  |  |  |  | kgCO2e/ |  | 0 | #N/A | #N/A | #VALUE! | #VALUE! | 1 |  | Propane
[6 empty] | $/ |  |  |  |  | kgCO2e/ |  | 0 | #N/A | #N/A | #VALUE! | #VALUE! | 1 |  | Diesel
[6 empty] | $/ |  |  |  |  | kgCO2e/ |  | 0 | #N/A | #N/A | #VALUE! | #VALUE! | 1 |  | RECs
[6 empty] | $/ |  |  |  |  | kgCO2e/ |  | 0 | #N/A | #N/A | #VALUE! | #VALUE! | 1 |  | Carbon Offset
Biomass
Solar_PV_or_Wind
Biogas
[13 empty] | Natural Gas | m3 | ft3 | ccf | kcf | MCf | GJ | kBtu | Mbtu | Therm
[13 empty] | Light Fuel Oil | Gal (US) | Gal (UK) | GJ | kBtu | Litre | Mbtu
[13 empty] | Heavy Fuel Oil | Gal (US) | Gal (UK) | GJ | kBtu | Litre | Mbtu
[13 empty] | Diesel | Gal (US) | Gal (UK) | GJ | kBtu | Litre | Mbtu
[13 empty] | Kerosene | Gal (US) | Gal (UK) | GJ | kBtu | Litre | Mbtu
[13 empty] | Propane | ft3 | ccf | Gal (US) | Gal (UK) | GJ | kBtu | Litre | MBtu
[13 empty] | Electricity | kWh | MWh | GJ | kBtu | MBtu
[13 empty] | RECs | kWh | MWh | GJ | kBtu | MBtu
[13 empty] | District Heating | GJ | kBtu | MBtu | Therm | kg | lb | klb | Mlb
[13 empty] | District Cooling | GJ | kBtu | MBtu | ton hour
[13 empty] | Biomass | GJ | kBtu | MBtu | tonne (metric) | ton
[13 empty] | Solar PV or Wind | kWh | MWh | GJ | kBtu | MBtu
[13 empty] | Other | kWh | GJ | kBtu | MBtu
[13 empty] | Biogas | m3 | ft3 | ccf | kcf | MCf | GJ | kBtu | Mbtu | Therm
Analysis tool developed by:
Note on D16: Selecting your province or territory will auto-populate the carbon intensity of electricity
Note on K16: Used to calculate energy use intensity and other reported values.
Note on N16: Select the method that will be used to displace emissions from electrical consumption.
Note on F21: CGG requires a 40 year timeline. The user may modify this for interim scenarios if desired.
Note on K21: The present-day price on pollution applied in addition to utility rates.
Note on F23: The user may modify the discount rate
Note on F25: Inflation is applied to future annual O&M, capital, and incentive costs only.
Note on K25: The maximum future pollution price cap. Enter "NA" to assign no maximum price.
Note on F30: The cost per unit of utility consumption (define units from the drop-down to the right)
Note on I30: The units of utility consumption and pricing.
Note on J30: The rate at which utility cost will increase each year. NOTE: The inflation rate is not applied in addition to this.
Note on K30: Common utilities will autopopulate with carbon intensity information, however these values can be over-written.
Note on C35: The cost and carbon intensity for RECs. Carbon Intensity should be entered as a negative number
Note on C36: Additional utilities can be added from the drop-down list. If duplicate utilities are added, only the first one will be used

## Scenarios & Measures
[13 empty] | hide here | [119 empty] | hide here
GHG Life-Cycle Cost Calculator
SCENARIOS & MEASURES
[32 empty] | $/t/year | 300 | 300 | 300 | 300 | 300 | 300 | 300 | 300 | 300 | 300 | 300 | 300 | 300 | 300 | 300 | 300 | 300 | 300 | 300 | 300 | 300 | 300 | 300 | 300 | 300 | 300 | 300 | 300 | 300 | 300 | 300 | 300 | 300 | 300 | 300 | 300 | 300 | 300 | 300 | 300 | 300 | 300 | 300 | 300 | 300 | 300 | 300 | 300 | 300 | 300 | 300 | 300 | 300 | 300 | 300 | 300 | 300 | 300 | 300 | 300 | 300 | 300 | 300 | 300 | 300 | 300 | 300 | 300 | 300 | 300 | 300 | 300 | 300 | 300 | 300 | 300 | 300 | 300 | 300 | 300 | 300 | 300 | 300 | 300 | 300 | 300 | 300 | 300 | 300 | 300 | 300 | 300 | 300 | 300 | 300 | 300 | 300 | 300 | 300 | 300 | 300
SCENARIO 1 | [13 empty] | Elec? | 0 | Project life time | 40 | Pollution | 1 | [12 empty] | % | 0 | 0 | 0 | 0 | 0 | 0 | 0 | 0 | 0 | 0 | 0 | 0 | 0 | 0 | 0 | 0 | 0 | 0 | 0 | 0 | 0 | 0 | 0 | 0 | 0 | 0 | 0 | 0 | 0 | 0 | 0 | 0 | 0 | 0 | 0 | 0 | 0 | 0 | 0 | 0 | 0 | 0 | 0 | 0 | 0 | 0 | 0 | 0 | 0 | 0 | 0 | 0 | 0 | 0 | 0 | 0 | 0 | 0 | 0 | 0 | 0 | 0 | 0 | 0 | 0 | 0 | 0 | 0 | 0 | 0 | 0 | 0 | 0 | 0 | 0 | 0 | 0 | 0 | 0 | 0 | 0 | 0 | 0 | 0 | 0 | 0 | 0 | 0 | 0 | 0 | 0 | 0 | 0 | 0 | 0 | 0 | 0 | 0 | 0 | 0 | 0
BASELINE COSTING |  |  |  |  | *** MAY VARY BY YEAR | [8 empty] | REC cost | #N/A | REC esc. Rate | 1.03 | Inflation | 1.02 | Cons. Weighted Elec |  |  |  | 0 | [7 empty] | Price | 300 | 300 | 300 | 300 | 300 | 300 | 300 | 300 | 300 | 300 | 300 | 300 | 300 | 300 | 300 | 300 | 300 | 300 | 300 | 300 | 300 | 300 | 300 | 300 | 300 | 300 | 300 | 300 | 300 | 300 | 300 | 300 | 300 | 300 | 300 | 300 | 300 | 300 | 300 | 300 | 300 | 300 | 300 | 300 | 300 | 300 | 300 | 300 | 300 | 300 | 300 | 300 | 300 | 300 | 300 | 300 | 300 | 300 | 300 | 300 | 300 | 300 | 300 | 300 | 300 | 300 | 300 | 300 | 300 | 300 | 300 | 300 | 300 | 300 | 300 | 300 | 300 | 300 | 300 | 300 | 300 | 300 | 300 | 300 | 300 | 300 | 300 | 300 | 300 | 300 | 300 | 300 | 300 | 300 | 300 | 300 | 300 | 300 | 300 | 300 | 300
[5 empty] | DEPENDING ON EF | [8 empty] | Carb. Off cost | #N/A | Carb. Off esc. Rate | #N/A | Discount | 1 | Cost weighted avg. Esc Rate |  |  |  | 1.02 | [7 empty] | Discount factor | 1 | 1 | 1 | 1 | 1 | 1 | 1 | 1 | 1 | 1 | 1 | 1 | 1 | 1 | 1 | 1 | 1 | 1 | 1 | 1 | 1 | 1 | 1 | 1 | 1 | 1 | 1 | 1 | 1 | 1 | 1 | 1 | 1 | 1 | 1 | 1 | 1 | 1 | 1 | 1 | 1 | 1 | 1 | 1 | 1 | 1 | 1 | 1 | 1 | 1 | 1 | 1 | 1 | 1 | 1 | 1 | 1 | 1 | 1 | 1 | 1 | 1 | 1 | 1 | 1 | 1 | 1 | 1 | 1 | 1 | 1 | 1 | 1 | 1 | 1 | 1 | 1 | 1 | 1 | 1 | 1 | 1 | 1 | 1 | 1 | 1 | 1 | 1 | 1 | 1 | 1 | 1 | 1 | 1 | 1 | 1 | 1 | 1 | 1 | 1 | 1
Equipment / Measure | Utility | Annual Utility Consumption | Units | Annual Fuel Cost | Electric GHG (kg CO₂e) | Other Fuels GHG (kg CO₂e) | Lifetime (yrs) | Age (0=new) | Capital Cost | Incentive Value | Annual O&M Cost | Depreciated Value | Elec? | Util Esc. Rate | PV of Lifetime util costs | Util cons (kBtu) | Util cons (kWh) | Elec emissions (kgCO2) | Non-elec Emissions (kgCO2) | Years Accounted | Remaining Project Life | Remaining Equipment Life | Initial age | PV of Lifetime O&M cost | PV of lifetime pol cost (ELEC | PV of lifetime pol. Cost (Non-ELEC) | PV of lifetime cap cost | PV of RECs for Elec | PV of Carb. Offs for Elec | PV of Carb. Offs for non-elec | NPV Total | Year | 0 | 1 | 2 | 3 | 4 | 5 | 6 | 7 | 8 | 9 | 10 | 11 | 12 | 13 | 14 | 15 | 16 | 17 | 18 | 19 | 20 | 21 | 22 | 23 | 24 | 25 | 26 | 27 | 28 | 29 | 30 | 31 | 32 | 33 | 34 | 35 | 36 | 37 | 38 | 39 | 40 | 41 | 42 | 43 | 44 | 45 | 46 | 47 | 48 | 49 | 50 | 51 | 52 | 53 | 54 | 55 | 56 | 57 | 58 | 59 | 60 | 61 | 62 | 63 | 64 | 65 | 66 | 67 | 68 | 69 | 70 | 71 | 72 | 73 | 74 | 75 | 76 | 77 | 78 | 79 | 80 | 81 | 82 | 83 | 84 | 85 | 86 | 87 | 88 | 89 | 90 | 91 | 92 | 93 | 94 | 95 | 96 | 97 | 98 | 99 | 100
e.g. Boiler | Natural_Gas | 100000 | m3 | 26000 | 0 | 194758.6906 | 8 | 0 | 100000 | 0 | 12000 | 0 | No | 1.02 | 1570451.5627 | 3642500 | 1067555.6858 | 0 | 194758.6906 | 40 | 0 | 8 | 0 | 724823.7982 | 0 | 5901188.3237 | 703742.2928 | 0 | 0 | #N/A | #N/A | Capital Cost (FV) | 100000 | 0 | 0 | 0 | 0 | 0 | 0 | 0 | 117165.9381 | 0 | 0 | 0 | 0 | 0 | 0 | 0 | 137278.5705 | 0 | 0 | 0 | 0 | 0 | 0 | 0 | 160843.7249 | 0 | 0 | 0 | 0 | 0 | 0 | 0 | 188454.0592 | 0 | 0 | 0 | 0 | 0 | 0 | 0 | 0 | 0 | 0 | 0 | 0 | 0 | 0 | 0 | 0 | 0 | 0 | 0 | 0 | 0 | 0 | 0 | 0 | 0 | 0 | 0 | 0 | 0 | 0 | 0 | 0 | 0 | 0 | 0 | 0 | 0 | 0 | 0 | 0 | 0 | 0 | 0 | 0 | 0 | 0 | 0 | 0 | 0 | 0 | 0 | 0 | 0 | 0 | 0 | 0 | 0 | 0 | 0 | 0 | 0 | 0 | 0 | 0 | 0 | 0 | 0 | 0
|  |  |  | 0 | 0 | 0 | [5 empty] | 0 | #N/A | 1 | 0 | 0 | 0 | 0 | 0 | 0 | 40 | -40 | 0 | 0 | 0 | 0 | 0 | 0 | 0 | #N/A | #N/A |  | 0 | 0 | 0 | 0 | 0 | 0 | 0 | 0 | 0 | 0 | 0 | 0 | 0 | 0 | 0 | 0 | 0 | 0 | 0 | 0 | 0 | 0 | 0 | 0 | 0 | 0 | 0 | 0 | 0 | 0 | 0 | 0 | 0 | 0 | 0 | 0 | 0 | 0 | 0 | 0 | 0 | 0 | 0 | 0 | 0 | 0 | 0 | 0 | 0 | 0 | 0 | 0 | 0 | 0 | 0 | 0 | 0 | 0 | 0 | 0 | 0 | 0 | 0 | 0 | 0 | 0 | 0 | 0 | 0 | 0 | 0 | 0 | 0 | 0 | 0 | 0 | 0 | 0 | 0 | 0 | 0 | 0 | 0 | 0 | 0 | 0 | 0 | 0 | 0 | 0 | 0 | 0 | 0 | 0 | 0 | 0 | 0 | 0 | 0 | 0 | 0
|  |  |  | 0 | 0 | 0 | [5 empty] | 0 | #N/A | 1 | 0 | 0 | 0 | 0 | 0 | 0 | 40 | -40 | 0 | 0 | 0 | 0 | 0 | 0 | 0 | #N/A | #N/A |  | 0 | 0 | 0 | 0 | 0 | 0 | 0 | 0 | 0 | 0 | 0 | 0 | 0 | 0 | 0 | 0 | 0 | 0 | 0 | 0 | 0 | 0 | 0 | 0 | 0 | 0 | 0 | 0 | 0 | 0 | 0 | 0 | 0 | 0 | 0 | 0 | 0 | 0 | 0 | 0 | 0 | 0 | 0 | 0 | 0 | 0 | 0 | 0 | 0 | 0 | 0 | 0 | 0 | 0 | 0 | 0 | 0 | 0 | 0 | 0 | 0 | 0 | 0 | 0 | 0 | 0 | 0 | 0 | 0 | 0 | 0 | 0 | 0 | 0 | 0 | 0 | 0 | 0 | 0 | 0 | 0 | 0 | 0 | 0 | 0 | 0 | 0 | 0 | 0 | 0 | 0 | 0 | 0 | 0 | 0 | 0 | 0 | 0 | 0 | 0 | 0
|  |  |  | 0 | 0 | 0 | [5 empty] | 0 | #N/A | 1 | 0 | 0 | 0 | 0 | 0 | 0 | 40 | -40 | 0 | 0 | 0 | 0 | 0 | 0 | 0 | #N/A | #N/A |  | 0 | 0 | 0 | 0 | 0 | 0 | 0 | 0 | 0 | 0 | 0 | 0 | 0 | 0 | 0 | 0 | 0 | 0 | 0 | 0 | 0 | 0 | 0 | 0 | 0 | 0 | 0 | 0 | 0 | 0 | 0 | 0 | 0 | 0 | 0 | 0 | 0 | 0 | 0 | 0 | 0 | 0 | 0 | 0 | 0 | 0 | 0 | 0 | 0 | 0 | 0 | 0 | 0 | 0 | 0 | 0 | 0 | 0 | 0 | 0 | 0 | 0 | 0 | 0 | 0 | 0 | 0 | 0 | 0 | 0 | 0 | 0 | 0 | 0 | 0 | 0 | 0 | 0 | 0 | 0 | 0 | 0 | 0 | 0 | 0 | 0 | 0 | 0 | 0 | 0 | 0 | 0 | 0 | 0 | 0 | 0 | 0 | 0 | 0 | 0 | 0
|  |  |  | 0 | 0 | 0 | [5 empty] | 0 | #N/A | 1 | 0 | 0 | 0 | 0 | 0 | 0 | 40 | -40 | 0 | 0 | 0 | 0 | 0 | 0 | 0 | #N/A | #N/A |  | 0 | 0 | 0 | 0 | 0 | 0 | 0 | 0 | 0 | 0 | 0 | 0 | 0 | 0 | 0 | 0 | 0 | 0 | 0 | 0 | 0 | 0 | 0 | 0 | 0 | 0 | 0 | 0 | 0 | 0 | 0 | 0 | 0 | 0 | 0 | 0 | 0 | 0 | 0 | 0 | 0 | 0 | 0 | 0 | 0 | 0 | 0 | 0 | 0 | 0 | 0 | 0 | 0 | 0 | 0 | 0 | 0 | 0 | 0 | 0 | 0 | 0 | 0 | 0 | 0 | 0 | 0 | 0 | 0 | 0 | 0 | 0 | 0 | 0 | 0 | 0 | 0 | 0 | 0 | 0 | 0 | 0 | 0 | 0 | 0 | 0 | 0 | 0 | 0 | 0 | 0 | 0 | 0 | 0 | 0 | 0 | 0 | 0 | 0 | 0 | 0
|  |  |  | 0 | 0 | 0 | [5 empty] | 0 | #N/A | 1 | 0 | 0 | 0 | 0 | 0 | 0 | 40 | -40 | 0 | 0 | 0 | 0 | 0 | 0 | 0 | #N/A | #N/A |  | 0 | 0 | 0 | 0 | 0 | 0 | 0 | 0 | 0 | 0 | 0 | 0 | 0 | 0 | 0 | 0 | 0 | 0 | 0 | 0 | 0 | 0 | 0 | 0 | 0 | 0 | 0 | 0 | 0 | 0 | 0 | 0 | 0 | 0 | 0 | 0 | 0 | 0 | 0 | 0 | 0 | 0 | 0 | 0 | 0 | 0 | 0 | 0 | 0 | 0 | 0 | 0 | 0 | 0 | 0 | 0 | 0 | 0 | 0 | 0 | 0 | 0 | 0 | 0 | 0 | 0 | 0 | 0 | 0 | 0 | 0 | 0 | 0 | 0 | 0 | 0 | 0 | 0 | 0 | 0 | 0 | 0 | 0 | 0 | 0 | 0 | 0 | 0 | 0 | 0 | 0 | 0 | 0 | 0 | 0 | 0 | 0 | 0 | 0 | 0 | 0
|  |  |  | 0 | 0 | 0 | [5 empty] | 0 | #N/A | 1 | 0 | 0 | 0 | 0 | 0 | 0 | 40 | -40 | 0 | 0 | 0 | 0 | 0 | 0 | 0 | #N/A | #N/A |  | 0 | 0 | 0 | 0 | 0 | 0 | 0 | 0 | 0 | 0 | 0 | 0 | 0 | 0 | 0 | 0 | 0 | 0 | 0 | 0 | 0 | 0 | 0 | 0 | 0 | 0 | 0 | 0 | 0 | 0 | 0 | 0 | 0 | 0 | 0 | 0 | 0 | 0 | 0 | 0 | 0 | 0 | 0 | 0 | 0 | 0 | 0 | 0 | 0 | 0 | 0 | 0 | 0 | 0 | 0 | 0 | 0 | 0 | 0 | 0 | 0 | 0 | 0 | 0 | 0 | 0 | 0 | 0 | 0 | 0 | 0 | 0 | 0 | 0 | 0 | 0 | 0 | 0 | 0 | 0 | 0 | 0 | 0 | 0 | 0 | 0 | 0 | 0 | 0 | 0 | 0 | 0 | 0 | 0 | 0 | 0 | 0 | 0 | 0 | 0 | 0
|  |  |  | 0 | 0 | 0 | [5 empty] | 0 | #N/A | 1 | 0 | 0 | 0 | 0 | 0 | 0 | 40 | -40 | 0 | 0 | 0 | 0 | 0 | 0 | 0 | #N/A | #N/A |  | 0 | 0 | 0 | 0 | 0 | 0 | 0 | 0 | 0 | 0 | 0 | 0 | 0 | 0 | 0 | 0 | 0 | 0 | 0 | 0 | 0 | 0 | 0 | 0 | 0 | 0 | 0 | 0 | 0 | 0 | 0 | 0 | 0 | 0 | 0 | 0 | 0 | 0 | 0 | 0 | 0 | 0 | 0 | 0 | 0 | 0 | 0 | 0 | 0 | 0 | 0 | 0 | 0 | 0 | 0 | 0 | 0 | 0 | 0 | 0 | 0 | 0 | 0 | 0 | 0 | 0 | 0 | 0 | 0 | 0 | 0 | 0 | 0 | 0 | 0 | 0 | 0 | 0 | 0 | 0 | 0 | 0 | 0 | 0 | 0 | 0 | 0 | 0 | 0 | 0 | 0 | 0 | 0 | 0 | 0 | 0 | 0 | 0 | 0 | 0 | 0
|  |  |  | 0 | 0 | 0 | [5 empty] | 0 | #N/A | 1 | 0 | 0 | 0 | 0 | 0 | 0 | 40 | -40 | 0 | 0 | 0 | 0 | 0 | 0 | 0 | #N/A | #N/A |  | 0 | 0 | 0 | 0 | 0 | 0 | 0 | 0 | 0 | 0 | 0 | 0 | 0 | 0 | 0 | 0 | 0 | 0 | 0 | 0 | 0 | 0 | 0 | 0 | 0 | 0 | 0 | 0 | 0 | 0 | 0 | 0 | 0 | 0 | 0 | 0 | 0 | 0 | 0 | 0 | 0 | 0 | 0 | 0 | 0 | 0 | 0 | 0 | 0 | 0 | 0 | 0 | 0 | 0 | 0 | 0 | 0 | 0 | 0 | 0 | 0 | 0 | 0 | 0 | 0 | 0 | 0 | 0 | 0 | 0 | 0 | 0 | 0 | 0 | 0 | 0 | 0 | 0 | 0 | 0 | 0 | 0 | 0 | 0 | 0 | 0 | 0 | 0 | 0 | 0 | 0 | 0 | 0 | 0 | 0 | 0 | 0 | 0 | 0 | 0 | 0
|  |  |  | 0 | 0 | 0 | [5 empty] | 0 | #N/A | 1 | 0 | 0 | 0 | 0 | 0 | 0 | 40 | -40 | 0 | 0 | 0 | 0 | 0 | 0 | 0 | #N/A | #N/A |  | 0 | 0 | 0 | 0 | 0 | 0 | 0 | 0 | 0 | 0 | 0 | 0 | 0 | 0 | 0 | 0 | 0 | 0 | 0 | 0 | 0 | 0 | 0 | 0 | 0 | 0 | 0 | 0 | 0 | 0 | 0 | 0 | 0 | 0 | 0 | 0 | 0 | 0 | 0 | 0 | 0 | 0 | 0 | 0 | 0 | 0 | 0 | 0 | 0 | 0 | 0 | 0 | 0 | 0 | 0 | 0 | 0 | 0 | 0 | 0 | 0 | 0 | 0 | 0 | 0 | 0 | 0 | 0 | 0 | 0 | 0 | 0 | 0 | 0 | 0 | 0 | 0 | 0 | 0 | 0 | 0 | 0 | 0 | 0 | 0 | 0 | 0 | 0 | 0 | 0 | 0 | 0 | 0 | 0 | 0 | 0 | 0 | 0 | 0 | 0 | 0
|  |  |  | 0 | 0 | 0 | [5 empty] | 0 | #N/A | 1 | 0 | 0 | 0 | 0 | 0 | 0 | 40 | -40 | 0 | 0 | 0 | 0 | 0 | 0 | 0 | #N/A | #N/A |  | 0 | 0 | 0 | 0 | 0 | 0 | 0 | 0 | 0 | 0 | 0 | 0 | 0 | 0 | 0 | 0 | 0 | 0 | 0 | 0 | 0 | 0 | 0 | 0 | 0 | 0 | 0 | 0 | 0 | 0 | 0 | 0 | 0 | 0 | 0 | 0 | 0 | 0 | 0 | 0 | 0 | 0 | 0 | 0 | 0 | 0 | 0 | 0 | 0 | 0 | 0 | 0 | 0 | 0 | 0 | 0 | 0 | 0 | 0 | 0 | 0 | 0 | 0 | 0 | 0 | 0 | 0 | 0 | 0 | 0 | 0 | 0 | 0 | 0 | 0 | 0 | 0 | 0 | 0 | 0 | 0 | 0 | 0 | 0 | 0 | 0 | 0 | 0 | 0 | 0 | 0 | 0 | 0 | 0 | 0 | 0 | 0 | 0 | 0 | 0 | 0
|  |  |  | 0 | 0 | 0 | [5 empty] | 0 | #N/A | 1 | 0 | 0 | 0 | 0 | 0 | 0 | 40 | -40 | 0 | 0 | 0 | 0 | 0 | 0 | 0 | #N/A | #N/A |  | 0 | 0 | 0 | 0 | 0 | 0 | 0 | 0 | 0 | 0 | 0 | 0 | 0 | 0 | 0 | 0 | 0 | 0 | 0 | 0 | 0 | 0 | 0 | 0 | 0 | 0 | 0 | 0 | 0 | 0 | 0 | 0 | 0 | 0 | 0 | 0 | 0 | 0 | 0 | 0 | 0 | 0 | 0 | 0 | 0 | 0 | 0 | 0 | 0 | 0 | 0 | 0 | 0 | 0 | 0 | 0 | 0 | 0 | 0 | 0 | 0 | 0 | 0 | 0 | 0 | 0 | 0 | 0 | 0 | 0 | 0 | 0 | 0 | 0 | 0 | 0 | 0 | 0 | 0 | 0 | 0 | 0 | 0 | 0 | 0 | 0 | 0 | 0 | 0 | 0 | 0 | 0 | 0 | 0 | 0 | 0 | 0 | 0 | 0 | 0 | 0
|  |  |  | 0 | 0 | 0 | [5 empty] | 0 | #N/A | 1 | 0 | 0 | 0 | 0 | 0 | 0 | 40 | -40 | 0 | 0 | 0 | 0 | 0 | 0 | 0 | #N/A | #N/A |  | 0 | 0 | 0 | 0 | 0 | 0 | 0 | 0 | 0 | 0 | 0 | 0 | 0 | 0 | 0 | 0 | 0 | 0 | 0 | 0 | 0 | 0 | 0 | 0 | 0 | 0 | 0 | 0 | 0 | 0 | 0 | 0 | 0 | 0 | 0 | 0 | 0 | 0 | 0 | 0 | 0 | 0 | 0 | 0 | 0 | 0 | 0 | 0 | 0 | 0 | 0 | 0 | 0 | 0 | 0 | 0 | 0 | 0 | 0 | 0 | 0 | 0 | 0 | 0 | 0 | 0 | 0 | 0 | 0 | 0 | 0 | 0 | 0 | 0 | 0 | 0 | 0 | 0 | 0 | 0 | 0 | 0 | 0 | 0 | 0 | 0 | 0 | 0 | 0 | 0 | 0 | 0 | 0 | 0 | 0 | 0 | 0 | 0 | 0 | 0 | 0
|  |  |  | 0 | 0 | 0 | [5 empty] | 0 | #N/A | 1 | 0 | 0 | 0 | 0 | 0 | 0 | 40 | -40 | 0 | 0 | 0 | 0 | 0 | 0 | 0 | #N/A | #N/A |  | 0 | 0 | 0 | 0 | 0 | 0 | 0 | 0 | 0 | 0 | 0 | 0 | 0 | 0 | 0 | 0 | 0 | 0 | 0 | 0 | 0 | 0 | 0 | 0 | 0 | 0 | 0 | 0 | 0 | 0 | 0 | 0 | 0 | 0 | 0 | 0 | 0 | 0 | 0 | 0 | 0 | 0 | 0 | 0 | 0 | 0 | 0 | 0 | 0 | 0 | 0 | 0 | 0 | 0 | 0 | 0 | 0 | 0 | 0 | 0 | 0 | 0 | 0 | 0 | 0 | 0 | 0 | 0 | 0 | 0 | 0 | 0 | 0 | 0 | 0 | 0 | 0 | 0 | 0 | 0 | 0 | 0 | 0 | 0 | 0 | 0 | 0 | 0 | 0 | 0 | 0 | 0 | 0 | 0 | 0 | 0 | 0 | 0 | 0 | 0 | 0
[20 empty] | Over-write |  |  |  | Annual CO value | PV of CO | Annual REC cost | PV of RECs | Annual pollution
| Total | 1067555.6858 | ekWh | 26000 | 0 | 194758.6906 | - | - | 100000 | 0 | 12000 | 0 |  |  |  | Over-write | Utility cost | O&M cost |  | Elec emissions |  |  |  | 0 | 0 | 0 | 0
| User-Reported Total |  | ekWh |  |  |  | - | - | - | - |  | - | NPV | #N/A |  | PV of lifetime | 0 | 0 |  | Non-elec emissions |  |  |  | #N/A | #N/A
[13 empty] | Year 0 annual costs | #N/A |  |  |  |  | Non-over-write | Elec emissions |  |  |  | 0 |  | 0
[13 empty] | Elec Emissions |  | 0 | Util cost | 26000 |  |  | Non-elec emissions |  |  |  | #N/A
[13 empty] | Non-Elec emissions |  | 194758.6906 | O&M Cost | 12000
SCENARIO 2
COST NEUTRAL GHG | [19 empty] | Elec weight |  |  |  | #DIV/0!
[20 empty] | Cost weighted avg. Esc Rate |  |  |  | #DIV/0! | [7 empty] | Discount factor | bar: 0 to 100
Equipment / Measure | Utility | Annual Utility Consumption | Units | Annual Fuel Cost | Electric GHG (kg CO₂e) | Other Fuels GHG (kg CO₂e) | Lifetime (yrs) | Age (0=new) | Capital Cost | Incentive Value | Annual O&M Cost | Depreciated Value | Elec? | Util Esc. Rate | PV of Lifetime util costs | Util cons (kBtu) | Util cons (kWh) | Elec emissions (kgCO2) | Non-elec Emissions (kgCO2) | Years Accounted | Remaining Project Life | Remaining Equipment Life | Initial age | PV of Lifetime O&M cost | PV of lifetime pol cost (ELEC | PV of lifetime pol. Cost (Non-ELEC) | PV of lifetime cap cost | PV of RECs for Elec | PV of Carb. Offs for Elec | PV of Carb. Offs for non-elec | NPV Total | Year | 0 | 1 | 2 | 3 | 4 | 5 | 6 | 7 | 8 | 9 | 10 | 11 | 12 | 13 | 14 | 15 | 16 | 17 | 18 | 19 | 20 | 21 | 22 | 23 | 24 | 25 | 26 | 27 | 28 | 29 | 30 | 31 | 32 | 33 | 34 | 35 | 36 | 37 | 38 | 39 | 40 | 41 | 42 | 43 | 44 | 45 | 46 | 47 | 48 | 49 | 50 | 51 | 52 | 53 | 54 | 55 | 56 | 57 | 58 | 59 | 60 | 61 | 62 | 63 | 64 | 65 | 66 | 67 | 68 | 69 | 70 | 71 | 72 | 73 | 74 | 75 | 76 | 77 | 78 | 79 | 80 | 81 | 82 | 83 | 84 | 85 | 86 | 87 | 88 | 89 | 90 | 91 | 92 | 93 | 94 | 95 | 96 | 97 | 98 | 99 | 100
|  |  |  | 0 | 0 | 0 | [5 empty] | 0 | #N/A | 1 | 0 | 0 | 0 | 0 | 0 | 0 | 40 | -40 | 0 | 0 | 0 | 0 | 0 | 0 | 0 | #N/A | #N/A | Capital Cost (FV) | 0 | 0 | 0 | 0 | 0 | 0 | 0 | 0 | 0 | 0 | 0 | 0 | 0 | 0 | 0 | 0 | 0 | 0 | 0 | 0 | 0 | 0 | 0 | 0 | 0 | 0 | 0 | 0 | 0 | 0 | 0 | 0 | 0 | 0 | 0 | 0 | 0 | 0 | 0 | 0 | 0 | 0 | 0 | 0 | 0 | 0 | 0 | 0 | 0 | 0 | 0 | 0 | 0 | 0 | 0 | 0 | 0 | 0 | 0 | 0 | 0 | 0 | 0 | 0 | 0 | 0 | 0 | 0 | 0 | 0 | 0 | 0 | 0 | 0 | 0 | 0 | 0 | 0 | 0 | 0 | 0 | 0 | 0 | 0 | 0 | 0 | 0 | 0 | 0 | 0 | 0 | 0 | 0 | 0 | 0 | 0 | 0 | 0 | 0 | 0 | 0
|  |  |  | 0 | 0 | 0 | [5 empty] | 0 | #N/A | 1 | 0 | 0 | 0 | 0 | 0 | 0 | 40 | -40 | 0 | 0 | 0 | 0 | 0 | 0 | 0 | #N/A | #N/A |  | 0 | 0 | 0 | 0 | 0 | 0 | 0 | 0 | 0 | 0 | 0 | 0 | 0 | 0 | 0 | 0 | 0 | 0 | 0 | 0 | 0 | 0 | 0 | 0 | 0 | 0 | 0 | 0 | 0 | 0 | 0 | 0 | 0 | 0 | 0 | 0 | 0 | 0 | 0 | 0 | 0 | 0 | 0 | 0 | 0 | 0 | 0 | 0 | 0 | 0 | 0 | 0 | 0 | 0 | 0 | 0 | 0 | 0 | 0 | 0 | 0 | 0 | 0 | 0 | 0 | 0 | 0 | 0 | 0 | 0 | 0 | 0 | 0 | 0 | 0 | 0 | 0 | 0 | 0 | 0 | 0 | 0 | 0 | 0 | 0 | 0 | 0 | 0 | 0 | 0 | 0 | 0 | 0 | 0 | 0 | 0 | 0 | 0 | 0 | 0 | 0
|  |  |  | 0 | 0 | 0 | [5 empty] | 0 | #N/A | 1 | 0 | 0 | 0 | 0 | 0 | 0 | 40 | -40 | 0 | 0 | 0 | 0 | 0 | 0 | 0 | #N/A | #N/A |  | 0 | 0 | 0 | 0 | 0 | 0 | 0 | 0 | 0 | 0 | 0 | 0 | 0 | 0 | 0 | 0 | 0 | 0 | 0 | 0 | 0 | 0 | 0 | 0 | 0 | 0 | 0 | 0 | 0 | 0 | 0 | 0 | 0 | 0 | 0 | 0 | 0 | 0 | 0 | 0 | 0 | 0 | 0 | 0 | 0 | 0 | 0 | 0 | 0 | 0 | 0 | 0 | 0 | 0 | 0 | 0 | 0 | 0 | 0 | 0 | 0 | 0 | 0 | 0 | 0 | 0 | 0 | 0 | 0 | 0 | 0 | 0 | 0 | 0 | 0 | 0 | 0 | 0 | 0 | 0 | 0 | 0 | 0 | 0 | 0 | 0 | 0 | 0 | 0 | 0 | 0 | 0 | 0 | 0 | 0 | 0 | 0 | 0 | 0 | 0 | 0
|  |  |  | 0 | 0 | 0 | [5 empty] | 0 | #N/A | 1 | 0 | 0 | 0 | 0 | 0 | 0 | 40 | -40 | 0 | 0 | 0 | 0 | 0 | 0 | 0 | #N/A | #N/A |  | 0 | 0 | 0 | 0 | 0 | 0 | 0 | 0 | 0 | 0 | 0 | 0 | 0 | 0 | 0 | 0 | 0 | 0 | 0 | 0 | 0 | 0 | 0 | 0 | 0 | 0 | 0 | 0 | 0 | 0 | 0 | 0 | 0 | 0 | 0 | 0 | 0 | 0 | 0 | 0 | 0 | 0 | 0 | 0 | 0 | 0 | 0 | 0 | 0 | 0 | 0 | 0 | 0 | 0 | 0 | 0 | 0 | 0 | 0 | 0 | 0 | 0 | 0 | 0 | 0 | 0 | 0 | 0 | 0 | 0 | 0 | 0 | 0 | 0 | 0 | 0 | 0 | 0 | 0 | 0 | 0 | 0 | 0 | 0 | 0 | 0 | 0 | 0 | 0 | 0 | 0 | 0 | 0 | 0 | 0 | 0 | 0 | 0 | 0 | 0 | 0
|  |  |  | 0 | 0 | 0 | [5 empty] | 0 | #N/A | 1 | 0 | 0 | 0 | 0 | 0 | 0 | 40 | -40 | 0 | 0 | 0 | 0 | 0 | 0 | 0 | #N/A | #N/A |  | 0 | 0 | 0 | 0 | 0 | 0 | 0 | 0 | 0 | 0 | 0 | 0 | 0 | 0 | 0 | 0 | 0 | 0 | 0 | 0 | 0 | 0 | 0 | 0 | 0 | 0 | 0 | 0 | 0 | 0 | 0 | 0 | 0 | 0 | 0 | 0 | 0 | 0 | 0 | 0 | 0 | 0 | 0 | 0 | 0 | 0 | 0 | 0 | 0 | 0 | 0 | 0 | 0 | 0 | 0 | 0 | 0 | 0 | 0 | 0 | 0 | 0 | 0 | 0 | 0 | 0 | 0 | 0 | 0 | 0 | 0 | 0 | 0 | 0 | 0 | 0 | 0 | 0 | 0 | 0 | 0 | 0 | 0 | 0 | 0 | 0 | 0 | 0 | 0 | 0 | 0 | 0 | 0 | 0 | 0 | 0 | 0 | 0 | 0 | 0 | 0
|  |  |  | 0 | 0 | 0 | [5 empty] | 0 | #N/A | 1 | 0 | 0 | 0 | 0 | 0 | 0 | 40 | -40 | 0 | 0 | 0 | 0 | 0 | 0 | 0 | #N/A | #N/A |  | 0 | 0 | 0 | 0 | 0 | 0 | 0 | 0 | 0 | 0 | 0 | 0 | 0 | 0 | 0 | 0 | 0 | 0 | 0 | 0 | 0 | 0 | 0 | 0 | 0 | 0 | 0 | 0 | 0 | 0 | 0 | 0 | 0 | 0 | 0 | 0 | 0 | 0 | 0 | 0 | 0 | 0 | 0 | 0 | 0 | 0 | 0 | 0 | 0 | 0 | 0 | 0 | 0 | 0 | 0 | 0 | 0 | 0 | 0 | 0 | 0 | 0 | 0 | 0 | 0 | 0 | 0 | 0 | 0 | 0 | 0 | 0 | 0 | 0 | 0 | 0 | 0 | 0 | 0 | 0 | 0 | 0 | 0 | 0 | 0 | 0 | 0 | 0 | 0 | 0 | 0 | 0 | 0 | 0 | 0 | 0 | 0 | 0 | 0 | 0 | 0
|  |  |  | 0 | 0 | 0 | [5 empty] | 0 | #N/A | 1 | 0 | 0 | 0 | 0 | 0 | 0 | 40 | -40 | 0 | 0 | 0 | 0 | 0 | 0 | 0 | #N/A | #N/A |  | 0 | 0 | 0 | 0 | 0 | 0 | 0 | 0 | 0 | 0 | 0 | 0 | 0 | 0 | 0 | 0 | 0 | 0 | 0 | 0 | 0 | 0 | 0 | 0 | 0 | 0 | 0 | 0 | 0 | 0 | 0 | 0 | 0 | 0 | 0 | 0 | 0 | 0 | 0 | 0 | 0 | 0 | 0 | 0 | 0 | 0 | 0 | 0 | 0 | 0 | 0 | 0 | 0 | 0 | 0 | 0 | 0 | 0 | 0 | 0 | 0 | 0 | 0 | 0 | 0 | 0 | 0 | 0 | 0 | 0 | 0 | 0 | 0 | 0 | 0 | 0 | 0 | 0 | 0 | 0 | 0 | 0 | 0 | 0 | 0 | 0 | 0 | 0 | 0 | 0 | 0 | 0 | 0 | 0 | 0 | 0 | 0 | 0 | 0 | 0 | 0
|  |  |  | 0 | 0 | 0 | [5 empty] | 0 | #N/A | 1 | 0 | 0 | 0 | 0 | 0 | 0 | 40 | -40 | 0 | 0 | 0 | 0 | 0 | 0 | 0 | #N/A | #N/A |  | 0 | 0 | 0 | 0 | 0 | 0 | 0 | 0 | 0 | 0 | 0 | 0 | 0 | 0 | 0 | 0 | 0 | 0 | 0 | 0 | 0 | 0 | 0 | 0 | 0 | 0 | 0 | 0 | 0 | 0 | 0 | 0 | 0 | 0 | 0 | 0 | 0 | 0 | 0 | 0 | 0 | 0 | 0 | 0 | 0 | 0 | 0 | 0 | 0 | 0 | 0 | 0 | 0 | 0 | 0 | 0 | 0 | 0 | 0 | 0 | 0 | 0 | 0 | 0 | 0 | 0 | 0 | 0 | 0 | 0 | 0 | 0 | 0 | 0 | 0 | 0 | 0 | 0 | 0 | 0 | 0 | 0 | 0 | 0 | 0 | 0 | 0 | 0 | 0 | 0 | 0 | 0 | 0 | 0 | 0 | 0 | 0 | 0 | 0 | 0 | 0
|  |  |  | 0 | 0 | 0 | [5 empty] | 0 | #N/A | 1 | 0 | 0 | 0 | 0 | 0 | 0 | 40 | -40 | 0 | 0 | 0 | 0 | 0 | 0 | 0 | #N/A | #N/A |  | 0 | 0 | 0 | 0 | 0 | 0 | 0 | 0 | 0 | 0 | 0 | 0 | 0 | 0 | 0 | 0 | 0 | 0 | 0 | 0 | 0 | 0 | 0 | 0 | 0 | 0 | 0 | 0 | 0 | 0 | 0 | 0 | 0 | 0 | 0 | 0 | 0 | 0 | 0 | 0 | 0 | 0 | 0 | 0 | 0 | 0 | 0 | 0 | 0 | 0 | 0 | 0 | 0 | 0 | 0 | 0 | 0 | 0 | 0 | 0 | 0 | 0 | 0 | 0 | 0 | 0 | 0 | 0 | 0 | 0 | 0 | 0 | 0 | 0 | 0 | 0 | 0 | 0 | 0 | 0 | 0 | 0 | 0 | 0 | 0 | 0 | 0 | 0 | 0 | 0 | 0 | 0 | 0 | 0 | 0 | 0 | 0 | 0 | 0 | 0 | 0
|  |  |  | 0 | 0 | 0 | [5 empty] | 0 | #N/A | 1 | 0 | 0 | 0 | 0 | 0 | 0 | 40 | -40 | 0 | 0 | 0 | 0 | 0 | 0 | 0 | #N/A | #N/A |  | 0 | 0 | 0 | 0 | 0 | 0 | 0 | 0 | 0 | 0 | 0 | 0 | 0 | 0 | 0 | 0 | 0 | 0 | 0 | 0 | 0 | 0 | 0 | 0 | 0 | 0 | 0 | 0 | 0 | 0 | 0 | 0 | 0 | 0 | 0 | 0 | 0 | 0 | 0 | 0 | 0 | 0 | 0 | 0 | 0 | 0 | 0 | 0 | 0 | 0 | 0 | 0 | 0 | 0 | 0 | 0 | 0 | 0 | 0 | 0 | 0 | 0 | 0 | 0 | 0 | 0 | 0 | 0 | 0 | 0 | 0 | 0 | 0 | 0 | 0 | 0 | 0 | 0 | 0 | 0 | 0 | 0 | 0 | 0 | 0 | 0 | 0 | 0 | 0 | 0 | 0 | 0 | 0 | 0 | 0 | 0 | 0 | 0 | 0 | 0 | 0
|  |  |  | 0 | 0 | 0 | [5 empty] | 0 | #N/A | 1 | 0 | 0 | 0 | 0 | 0 | 0 | 40 | -40 | 0 | 0 | 0 | 0 | 0 | 0 | 0 | #N/A | #N/A |  | 0 | 0 | 0 | 0 | 0 | 0 | 0 | 0 | 0 | 0 | 0 | 0 | 0 | 0 | 0 | 0 | 0 | 0 | 0 | 0 | 0 | 0 | 0 | 0 | 0 | 0 | 0 | 0 | 0 | 0 | 0 | 0 | 0 | 0 | 0 | 0 | 0 | 0 | 0 | 0 | 0 | 0 | 0 | 0 | 0 | 0 | 0 | 0 | 0 | 0 | 0 | 0 | 0 | 0 | 0 | 0 | 0 | 0 | 0 | 0 | 0 | 0 | 0 | 0 | 0 | 0 | 0 | 0 | 0 | 0 | 0 | 0 | 0 | 0 | 0 | 0 | 0 | 0 | 0 | 0 | 0 | 0 | 0 | 0 | 0 | 0 | 0 | 0 | 0 | 0 | 0 | 0 | 0 | 0 | 0 | 0 | 0 | 0 | 0 | 0 | 0
|  |  |  | 0 | 0 | 0 | [5 empty] | 0 | #N/A | 1 | 0 | 0 | 0 | 0 | 0 | 0 | 40 | -40 | 0 | 0 | 0 | 0 | 0 | 0 | 0 | #N/A | #N/A |  | 0 | 0 | 0 | 0 | 0 | 0 | 0 | 0 | 0 | 0 | 0 | 0 | 0 | 0 | 0 | 0 | 0 | 0 | 0 | 0 | 0 | 0 | 0 | 0 | 0 | 0 | 0 | 0 | 0 | 0 | 0 | 0 | 0 | 0 | 0 | 0 | 0 | 0 | 0 | 0 | 0 | 0 | 0 | 0 | 0 | 0 | 0 | 0 | 0 | 0 | 0 | 0 | 0 | 0 | 0 | 0 | 0 | 0 | 0 | 0 | 0 | 0 | 0 | 0 | 0 | 0 | 0 | 0 | 0 | 0 | 0 | 0 | 0 | 0 | 0 | 0 | 0 | 0 | 0 | 0 | 0 | 0 | 0 | 0 | 0 | 0 | 0 | 0 | 0 | 0 | 0 | 0 | 0 | 0 | 0 | 0 | 0 | 0 | 0 | 0 | 0
|  |  |  | 0 | 0 | 0 | [5 empty] | 0 | #N/A | 1 | 0 | 0 | 0 | 0 | 0 | 0 | 40 | -40 | 0 | 0 | 0 | 0 | 0 | 0 | 0 | #N/A | #N/A |  | 0 | 0 | 0 | 0 | 0 | 0 | 0 | 0 | 0 | 0 | 0 | 0 | 0 | 0 | 0 | 0 | 0 | 0 | 0 | 0 | 0 | 0 | 0 | 0 | 0 | 0 | 0 | 0 | 0 | 0 | 0 | 0 | 0 | 0 | 0 | 0 | 0 | 0 | 0 | 0 | 0 | 0 | 0 | 0 | 0 | 0 | 0 | 0 | 0 | 0 | 0 | 0 | 0 | 0 | 0 | 0 | 0 | 0 | 0 | 0 | 0 | 0 | 0 | 0 | 0 | 0 | 0 | 0 | 0 | 0 | 0 | 0 | 0 | 0 | 0 | 0 | 0 | 0 | 0 | 0 | 0 | 0 | 0 | 0 | 0 | 0 | 0 | 0 | 0 | 0 | 0 | 0 | 0 | 0 | 0 | 0 | 0 | 0 | 0 | 0 | 0
|  |  |  | 0 | 0 | 0 | [5 empty] | 0 | #N/A | 1 | 0 | 0 | 0 | 0 | 0 | 0 | 40 | -40 | 0 | 0 | 0 | 0 | 0 | 0 | 0 | #N/A | #N/A |  | 0 | 0 | 0 | 0 | 0 | 0 | 0 | 0 | 0 | 0 | 0 | 0 | 0 | 0 | 0 | 0 | 0 | 0 | 0 | 0 | 0 | 0 | 0 | 0 | 0 | 0 | 0 | 0 | 0 | 0 | 0 | 0 | 0 | 0 | 0 | 0 | 0 | 0 | 0 | 0 | 0 | 0 | 0 | 0 | 0 | 0 | 0 | 0 | 0 | 0 | 0 | 0 | 0 | 0 | 0 | 0 | 0 | 0 | 0 | 0 | 0 | 0 | 0 | 0 | 0 | 0 | 0 | 0 | 0 | 0 | 0 | 0 | 0 | 0 | 0 | 0 | 0 | 0 | 0 | 0 | 0 | 0 | 0 | 0 | 0 | 0 | 0 | 0 | 0 | 0 | 0 | 0 | 0 | 0 | 0 | 0 | 0 | 0 | 0 | 0 | 0
[20 empty] | Over-write |  |  |  | Annual CO value | PV of CO | Annual REC cost | PV of RECs | Annual pollution
| Total | 0 | ekWh | 0 | 0 | 0 | - | - | 0 | 0 | 0 | 0 |  |  |  | Over-write | Utility cost | O&M cost |  | Elec emissions |  |  |  | 0 | 0 | 0 | 0 |  |  |  | IRR Calcs | Expenses | #DIV/0! | #DIV/0! | #DIV/0! | #DIV/0! | #DIV/0! | #DIV/0! | #DIV/0! | #DIV/0! | #DIV/0! | #DIV/0! | #DIV/0! | #DIV/0! | #DIV/0! | #DIV/0! | #DIV/0! | #DIV/0! | #DIV/0! | #DIV/0! | #DIV/0! | #DIV/0! | #DIV/0! | #DIV/0! | #DIV/0! | #DIV/0! | #DIV/0! | #DIV/0! | #DIV/0! | #DIV/0! | #DIV/0! | #DIV/0! | #DIV/0! | #DIV/0! | #DIV/0! | #DIV/0! | #DIV/0! | #DIV/0! | #DIV/0! | #DIV/0! | #DIV/0! | #DIV/0! | 0 | 0 | 0 | 0 | 0 | 0 | 0 | 0 | 0 | 0 | 0 | 0 | 0 | 0 | 0 | 0 | 0 | 0 | 0 | 0 | 0 | 0 | 0 | 0 | 0 | 0 | 0 | 0 | 0 | 0 | 0 | 0 | 0 | 0 | 0 | 0 | 0 | 0 | 0 | 0 | 0 | 0 | 0 | 0 | 0 | 0 | 0 | 0 | 0 | 0 | 0 | 0 | 0 | 0 | 0 | 0 | 0 | 0 | 0 | 0 | 0
| User-Reported Total |  | ekWh |  |  |  | - | - | - | - |  | - | NPV | #N/A |  | PV of lifetime | #DIV/0! | 0 |  | Non-elec emissions |  |  |  | #N/A | #N/A | [6 empty] | Income | #N/A | #N/A | #N/A | #N/A | #N/A | #N/A | #N/A | #N/A | #N/A | #N/A | #N/A | #N/A | #N/A | #N/A | #N/A | #N/A | #N/A | #N/A | #N/A | #N/A | #N/A | #N/A | #N/A | #N/A | #N/A | #N/A | #N/A | #N/A | #N/A | #N/A | #N/A | #N/A | #N/A | #N/A | #N/A | #N/A | #N/A | #N/A | #N/A | #N/A | 0 | 0 | 0 | 0 | 0 | 0 | 0 | 0 | 0 | 0 | 0 | 0 | 0 | 0 | 0 | 0 | 0 | 0 | 0 | 0 | 0 | 0 | 0 | 0 | 0 | 0 | 0 | 0 | 0 | 0 | 0 | 0 | 0 | 0 | 0 | 0 | 0 | 0 | 0 | 0 | 0 | 0 | 0 | 0 | 0 | 0 | 0 | 0 | 0 | 0 | 0 | 0 | 0 | 0 | 0 | 0 | 0 | 0 | 0 | 0 | 0
[13 empty] | Year 0 annual costs | #N/A |  |  |  |  | Non-over-write | Elec emissions |  |  |  | 0 |  | 0 | [5 empty] | Net | #DIV/0! | #DIV/0! | #DIV/0! | #DIV/0! | #DIV/0! | #DIV/0! | #DIV/0! | #DIV/0! | #DIV/0! | #DIV/0! | #DIV/0! | #DIV/0! | #DIV/0! | #DIV/0! | #DIV/0! | #DIV/0! | #DIV/0! | #DIV/0! | #DIV/0! | #DIV/0! | #DIV/0! | #DIV/0! | #DIV/0! | #DIV/0! | #DIV/0! | #DIV/0! | #DIV/0! | #DIV/0! | #DIV/0! | #DIV/0! | #DIV/0! | #DIV/0! | #DIV/0! | #DIV/0! | #DIV/0! | #DIV/0! | #DIV/0! | #DIV/0! | #DIV/0! | #DIV/0! | 0 | 0 | 0 | 0 | 0 | 0 | 0 | 0 | 0 | 0 | 0 | 0 | 0 | 0 | 0 | 0 | 0 | 0 | 0 | 0 | 0 | 0 | 0 | 0 | 0 | 0 | 0 | 0 | 0 | 0 | 0 | 0 | 0 | 0 | 0 | 0 | 0 | 0 | 0 | 0 | 0 | 0 | 0 | 0 | 0 | 0 | 0 | 0 | 0 | 0 | 0 | 0 | 0 | 0 | 0 | 0 | 0 | 0 | 0 | 0 | 0
[13 empty] | Elec Emissions |  | 0 | Util cost | 0 |  |  | Non-elec emissions |  |  |  | #N/A | [7 empty] | IRR | 0: #VALUE!; 1: #DIV/0!
[13 empty] | Non-Elec emissions |  | 0 | O&M Cost | 0 | [14 empty] | NPV (0% discount) | 0: #DIV/0!
[32 empty] | Error? | 0: NA - see note
SCENARIO 3
MAXIMUM GHG REDUCTION | [19 empty] | Elec weight |  |  |  | #DIV/0!
[20 empty] | Cost weighted avg. Esc Rate |  |  |  | #DIV/0!
Equipment / Measure | Utility | Annual Utility Consumption | Units | Annual Fuel Cost | Electric GHG (kg CO₂e) | Other Fuels GHG (kg CO₂e) | Lifetime (yrs) | Age (0=new) | Capital Cost | Incentive Value | Annual O&M Cost | Depreciated Value | Elec? | Util Esc. Rate | PV of Lifetime util costs | Util cons (kBtu) | Util cons (kWh) | Elec emissions (kgCO2) | Non-elec Emissions (kgCO2) | Years Accounted | Remaining Project Life | Remaining Equipment Life | Initial age | PV of Lifetime O&M cost | PV of lifetime pol cost (ELEC | PV of lifetime pol. Cost (Non-ELEC) | PV of lifetime cap cost | PV of RECs for Elec | PV of Carb. Offs for Elec | PV of Carb. Offs for non-elec | NPV Total | Year | 0 | 1 | 2 | 3 | 4 | 5 | 6 | 7 | 8 | 9 | 10 | 11 | 12 | 13 | 14 | 15 | 16 | 17 | 18 | 19 | 20 | 21 | 22 | 23 | 24 | 25 | 26 | 27 | 28 | 29 | 30 | 31 | 32 | 33 | 34 | 35 | 36 | 37 | 38 | 39 | 40 | 41 | 42 | 43 | 44 | 45 | 46 | 47 | 48 | 49 | 50 | 51 | 52 | 53 | 54 | 55 | 56 | 57 | 58 | 59 | 60 | 61 | 62 | 63 | 64 | 65 | 66 | 67 | 68 | 69 | 70 | 71 | 72 | 73 | 74 | 75 | 76 | 77 | 78 | 79 | 80 | 81 | 82 | 83 | 84 | 85 | 86 | 87 | 88 | 89 | 90 | 91 | 92 | 93 | 94 | 95 | 96 | 97 | 98 | 99 | 100
|  |  |  | 0 | 0 | 0 | [5 empty] | 0 | #N/A | 1 | 0 | 0 | 0 | 0 | 0 | 0 | 40 | -40 | 0 | 0 | 0 | 0 | 0 | 0 | 0 | #N/A | #N/A | Capital Cost table | 0 | 0 | 0 | 0 | 0 | 0 | 0 | 0 | 0 | 0 | 0 | 0 | 0 | 0 | 0 | 0 | 0 | 0 | 0 | 0 | 0 | 0 | 0 | 0 | 0 | 0 | 0 | 0 | 0 | 0 | 0 | 0 | 0 | 0 | 0 | 0 | 0 | 0 | 0 | 0 | 0 | 0 | 0 | 0 | 0 | 0 | 0 | 0 | 0 | 0 | 0 | 0 | 0 | 0 | 0 | 0 | 0 | 0 | 0 | 0 | 0 | 0 | 0 | 0 | 0 | 0 | 0 | 0 | 0 | 0 | 0 | 0 | 0 | 0 | 0 | 0 | 0 | 0 | 0 | 0 | 0 | 0 | 0 | 0 | 0 | 0 | 0 | 0 | 0 | 0 | 0 | 0 | 0 | 0 | 0 | 0 | 0 | 0 | 0 | 0 | 0
|  |  |  | 0 | 0 | 0 | [5 empty] | 0 | #N/A | 1 | 0 | 0 | 0 | 0 | 0 | 0 | 40 | -40 | 0 | 0 | 0 | 0 | 0 | 0 | 0 | #N/A | #N/A |  | 0 | 0 | 0 | 0 | 0 | 0 | 0 | 0 | 0 | 0 | 0 | 0 | 0 | 0 | 0 | 0 | 0 | 0 | 0 | 0 | 0 | 0 | 0 | 0 | 0 | 0 | 0 | 0 | 0 | 0 | 0 | 0 | 0 | 0 | 0 | 0 | 0 | 0 | 0 | 0 | 0 | 0 | 0 | 0 | 0 | 0 | 0 | 0 | 0 | 0 | 0 | 0 | 0 | 0 | 0 | 0 | 0 | 0 | 0 | 0 | 0 | 0 | 0 | 0 | 0 | 0 | 0 | 0 | 0 | 0 | 0 | 0 | 0 | 0 | 0 | 0 | 0 | 0 | 0 | 0 | 0 | 0 | 0 | 0 | 0 | 0 | 0 | 0 | 0 | 0 | 0 | 0 | 0 | 0 | 0 | 0 | 0 | 0 | 0 | 0 | 0
|  |  |  | 0 | 0 | 0 | [5 empty] | 0 | #N/A | 1 | 0 | 0 | 0 | 0 | 0 | 0 | 40 | -40 | 0 | 0 | 0 | 0 | 0 | 0 | 0 | #N/A | #N/A |  | 0 | 0 | 0 | 0 | 0 | 0 | 0 | 0 | 0 | 0 | 0 | 0 | 0 | 0 | 0 | 0 | 0 | 0 | 0 | 0 | 0 | 0 | 0 | 0 | 0 | 0 | 0 | 0 | 0 | 0 | 0 | 0 | 0 | 0 | 0 | 0 | 0 | 0 | 0 | 0 | 0 | 0 | 0 | 0 | 0 | 0 | 0 | 0 | 0 | 0 | 0 | 0 | 0 | 0 | 0 | 0 | 0 | 0 | 0 | 0 | 0 | 0 | 0 | 0 | 0 | 0 | 0 | 0 | 0 | 0 | 0 | 0 | 0 | 0 | 0 | 0 | 0 | 0 | 0 | 0 | 0 | 0 | 0 | 0 | 0 | 0 | 0 | 0 | 0 | 0 | 0 | 0 | 0 | 0 | 0 | 0 | 0 | 0 | 0 | 0 | 0
|  |  |  | 0 | 0 | 0 | [5 empty] | 0 | #N/A | 1 | 0 | 0 | 0 | 0 | 0 | 0 | 40 | -40 | 0 | 0 | 0 | 0 | 0 | 0 | 0 | #N/A | #N/A |  | 0 | 0 | 0 | 0 | 0 | 0 | 0 | 0 | 0 | 0 | 0 | 0 | 0 | 0 | 0 | 0 | 0 | 0 | 0 | 0 | 0 | 0 | 0 | 0 | 0 | 0 | 0 | 0 | 0 | 0 | 0 | 0 | 0 | 0 | 0 | 0 | 0 | 0 | 0 | 0 | 0 | 0 | 0 | 0 | 0 | 0 | 0 | 0 | 0 | 0 | 0 | 0 | 0 | 0 | 0 | 0 | 0 | 0 | 0 | 0 | 0 | 0 | 0 | 0 | 0 | 0 | 0 | 0 | 0 | 0 | 0 | 0 | 0 | 0 | 0 | 0 | 0 | 0 | 0 | 0 | 0 | 0 | 0 | 0 | 0 | 0 | 0 | 0 | 0 | 0 | 0 | 0 | 0 | 0 | 0 | 0 | 0 | 0 | 0 | 0 | 0
|  |  |  | 0 | 0 | 0 | [5 empty] | 0 | #N/A | 1 | 0 | 0 | 0 | 0 | 0 | 0 | 40 | -40 | 0 | 0 | 0 | 0 | 0 | 0 | 0 | #N/A | #N/A |  | 0 | 0 | 0 | 0 | 0 | 0 | 0 | 0 | 0 | 0 | 0 | 0 | 0 | 0 | 0 | 0 | 0 | 0 | 0 | 0 | 0 | 0 | 0 | 0 | 0 | 0 | 0 | 0 | 0 | 0 | 0 | 0 | 0 | 0 | 0 | 0 | 0 | 0 | 0 | 0 | 0 | 0 | 0 | 0 | 0 | 0 | 0 | 0 | 0 | 0 | 0 | 0 | 0 | 0 | 0 | 0 | 0 | 0 | 0 | 0 | 0 | 0 | 0 | 0 | 0 | 0 | 0 | 0 | 0 | 0 | 0 | 0 | 0 | 0 | 0 | 0 | 0 | 0 | 0 | 0 | 0 | 0 | 0 | 0 | 0 | 0 | 0 | 0 | 0 | 0 | 0 | 0 | 0 | 0 | 0 | 0 | 0 | 0 | 0 | 0 | 0
|  |  |  | 0 | 0 | 0 | [5 empty] | 0 | #N/A | 1 | 0 | 0 | 0 | 0 | 0 | 0 | 40 | -40 | 0 | 0 | 0 | 0 | 0 | 0 | 0 | #N/A | #N/A |  | 0 | 0 | 0 | 0 | 0 | 0 | 0 | 0 | 0 | 0 | 0 | 0 | 0 | 0 | 0 | 0 | 0 | 0 | 0 | 0 | 0 | 0 | 0 | 0 | 0 | 0 | 0 | 0 | 0 | 0 | 0 | 0 | 0 | 0 | 0 | 0 | 0 | 0 | 0 | 0 | 0 | 0 | 0 | 0 | 0 | 0 | 0 | 0 | 0 | 0 | 0 | 0 | 0 | 0 | 0 | 0 | 0 | 0 | 0 | 0 | 0 | 0 | 0 | 0 | 0 | 0 | 0 | 0 | 0 | 0 | 0 | 0 | 0 | 0 | 0 | 0 | 0 | 0 | 0 | 0 | 0 | 0 | 0 | 0 | 0 | 0 | 0 | 0 | 0 | 0 | 0 | 0 | 0 | 0 | 0 | 0 | 0 | 0 | 0 | 0 | 0
|  |  |  | 0 | 0 | 0 | [5 empty] | 0 | #N/A | 1 | 0 | 0 | 0 | 0 | 0 | 0 | 40 | -40 | 0 | 0 | 0 | 0 | 0 | 0 | 0 | #N/A | #N/A |  | 0 | 0 | 0 | 0 | 0 | 0 | 0 | 0 | 0 | 0 | 0 | 0 | 0 | 0 | 0 | 0 | 0 | 0 | 0 | 0 | 0 | 0 | 0 | 0 | 0 | 0 | 0 | 0 | 0 | 0 | 0 | 0 | 0 | 0 | 0 | 0 | 0 | 0 | 0 | 0 | 0 | 0 | 0 | 0 | 0 | 0 | 0 | 0 | 0 | 0 | 0 | 0 | 0 | 0 | 0 | 0 | 0 | 0 | 0 | 0 | 0 | 0 | 0 | 0 | 0 | 0 | 0 | 0 | 0 | 0 | 0 | 0 | 0 | 0 | 0 | 0 | 0 | 0 | 0 | 0 | 0 | 0 | 0 | 0 | 0 | 0 | 0 | 0 | 0 | 0 | 0 | 0 | 0 | 0 | 0 | 0 | 0 | 0 | 0 | 0 | 0
|  |  |  | 0 | 0 | 0 | [5 empty] | 0 | #N/A | 1 | 0 | 0 | 0 | 0 | 0 | 0 | 40 | -40 | 0 | 0 | 0 | 0 | 0 | 0 | 0 | #N/A | #N/A |  | 0 | 0 | 0 | 0 | 0 | 0 | 0 | 0 | 0 | 0 | 0 | 0 | 0 | 0 | 0 | 0 | 0 | 0 | 0 | 0 | 0 | 0 | 0 | 0 | 0 | 0 | 0 | 0 | 0 | 0 | 0 | 0 | 0 | 0 | 0 | 0 | 0 | 0 | 0 | 0 | 0 | 0 | 0 | 0 | 0 | 0 | 0 | 0 | 0 | 0 | 0 | 0 | 0 | 0 | 0 | 0 | 0 | 0 | 0 | 0 | 0 | 0 | 0 | 0 | 0 | 0 | 0 | 0 | 0 | 0 | 0 | 0 | 0 | 0 | 0 | 0 | 0 | 0 | 0 | 0 | 0 | 0 | 0 | 0 | 0 | 0 | 0 | 0 | 0 | 0 | 0 | 0 | 0 | 0 | 0 | 0 | 0 | 0 | 0 | 0 | 0
|  |  |  | 0 | 0 | 0 | [5 empty] | 0 | #N/A | 1 | 0 | 0 | 0 | 0 | 0 | 0 | 40 | -40 | 0 | 0 | 0 | 0 | 0 | 0 | 0 | #N/A | #N/A |  | 0 | 0 | 0 | 0 | 0 | 0 | 0 | 0 | 0 | 0 | 0 | 0 | 0 | 0 | 0 | 0 | 0 | 0 | 0 | 0 | 0 | 0 | 0 | 0 | 0 | 0 | 0 | 0 | 0 | 0 | 0 | 0 | 0 | 0 | 0 | 0 | 0 | 0 | 0 | 0 | 0 | 0 | 0 | 0 | 0 | 0 | 0 | 0 | 0 | 0 | 0 | 0 | 0 | 0 | 0 | 0 | 0 | 0 | 0 | 0 | 0 | 0 | 0 | 0 | 0 | 0 | 0 | 0 | 0 | 0 | 0 | 0 | 0 | 0 | 0 | 0 | 0 | 0 | 0 | 0 | 0 | 0 | 0 | 0 | 0 | 0 | 0 | 0 | 0 | 0 | 0 | 0 | 0 | 0 | 0 | 0 | 0 | 0 | 0 | 0 | 0
|  |  |  | 0 | 0 | 0 | [5 empty] | 0 | #N/A | 1 | 0 | 0 | 0 | 0 | 0 | 0 | 40 | -40 | 0 | 0 | 0 | 0 | 0 | 0 | 0 | #N/A | #N/A |  | 0 | 0 | 0 | 0 | 0 | 0 | 0 | 0 | 0 | 0 | 0 | 0 | 0 | 0 | 0 | 0 | 0 | 0 | 0 | 0 | 0 | 0 | 0 | 0 | 0 | 0 | 0 | 0 | 0 | 0 | 0 | 0 | 0 | 0 | 0 | 0 | 0 | 0 | 0 | 0 | 0 | 0 | 0 | 0 | 0 | 0 | 0 | 0 | 0 | 0 | 0 | 0 | 0 | 0 | 0 | 0 | 0 | 0 | 0 | 0 | 0 | 0 | 0 | 0 | 0 | 0 | 0 | 0 | 0 | 0 | 0 | 0 | 0 | 0 | 0 | 0 | 0 | 0 | 0 | 0 | 0 | 0 | 0 | 0 | 0 | 0 | 0 | 0 | 0 | 0 | 0 | 0 | 0 | 0 | 0 | 0 | 0 | 0 | 0 | 0 | 0
|  |  |  | 0 | 0 | 0 | [5 empty] | 0 | #N/A | 1 | 0 | 0 | 0 | 0 | 0 | 0 | 40 | -40 | 0 | 0 | 0 | 0 | 0 | 0 | 0 | #N/A | #N/A |  | 0 | 0 | 0 | 0 | 0 | 0 | 0 | 0 | 0 | 0 | 0 | 0 | 0 | 0 | 0 | 0 | 0 | 0 | 0 | 0 | 0 | 0 | 0 | 0 | 0 | 0 | 0 | 0 | 0 | 0 | 0 | 0 | 0 | 0 | 0 | 0 | 0 | 0 | 0 | 0 | 0 | 0 | 0 | 0 | 0 | 0 | 0 | 0 | 0 | 0 | 0 | 0 | 0 | 0 | 0 | 0 | 0 | 0 | 0 | 0 | 0 | 0 | 0 | 0 | 0 | 0 | 0 | 0 | 0 | 0 | 0 | 0 | 0 | 0 | 0 | 0 | 0 | 0 | 0 | 0 | 0 | 0 | 0 | 0 | 0 | 0 | 0 | 0 | 0 | 0 | 0 | 0 | 0 | 0 | 0 | 0 | 0 | 0 | 0 | 0 | 0
|  |  |  | 0 | 0 | 0 | [5 empty] | 0 | #N/A | 1 | 0 | 0 | 0 | 0 | 0 | 0 | 40 | -40 | 0 | 0 | 0 | 0 | 0 | 0 | 0 | #N/A | #N/A |  | 0 | 0 | 0 | 0 | 0 | 0 | 0 | 0 | 0 | 0 | 0 | 0 | 0 | 0 | 0 | 0 | 0 | 0 | 0 | 0 | 0 | 0 | 0 | 0 | 0 | 0 | 0 | 0 | 0 | 0 | 0 | 0 | 0 | 0 | 0 | 0 | 0 | 0 | 0 | 0 | 0 | 0 | 0 | 0 | 0 | 0 | 0 | 0 | 0 | 0 | 0 | 0 | 0 | 0 | 0 | 0 | 0 | 0 | 0 | 0 | 0 | 0 | 0 | 0 | 0 | 0 | 0 | 0 | 0 | 0 | 0 | 0 | 0 | 0 | 0 | 0 | 0 | 0 | 0 | 0 | 0 | 0 | 0 | 0 | 0 | 0 | 0 | 0 | 0 | 0 | 0 | 0 | 0 | 0 | 0 | 0 | 0 | 0 | 0 | 0 | 0
|  |  |  | 0 | 0 | 0 | [5 empty] | 0 | #N/A | 1 | 0 | 0 | 0 | 0 | 0 | 0 | 40 | -40 | 0 | 0 | 0 | 0 | 0 | 0 | 0 | #N/A | #N/A |  | 0 | 0 | 0 | 0 | 0 | 0 | 0 | 0 | 0 | 0 | 0 | 0 | 0 | 0 | 0 | 0 | 0 | 0 | 0 | 0 | 0 | 0 | 0 | 0 | 0 | 0 | 0 | 0 | 0 | 0 | 0 | 0 | 0 | 0 | 0 | 0 | 0 | 0 | 0 | 0 | 0 | 0 | 0 | 0 | 0 | 0 | 0 | 0 | 0 | 0 | 0 | 0 | 0 | 0 | 0 | 0 | 0 | 0 | 0 | 0 | 0 | 0 | 0 | 0 | 0 | 0 | 0 | 0 | 0 | 0 | 0 | 0 | 0 | 0 | 0 | 0 | 0 | 0 | 0 | 0 | 0 | 0 | 0 | 0 | 0 | 0 | 0 | 0 | 0 | 0 | 0 | 0 | 0 | 0 | 0 | 0 | 0 | 0 | 0 | 0 | 0
|  |  |  | 0 | 0 | 0 | [5 empty] | 0 | #N/A | 1 | 0 | 0 | 0 | 0 | 0 | 0 | 40 | -40 | 0 | 0 | 0 | 0 | 0 | 0 | 0 | #N/A | #N/A |  | 0 | 0 | 0 | 0 | 0 | 0 | 0 | 0 | 0 | 0 | 0 | 0 | 0 | 0 | 0 | 0 | 0 | 0 | 0 | 0 | 0 | 0 | 0 | 0 | 0 | 0 | 0 | 0 | 0 | 0 | 0 | 0 | 0 | 0 | 0 | 0 | 0 | 0 | 0 | 0 | 0 | 0 | 0 | 0 | 0 | 0 | 0 | 0 | 0 | 0 | 0 | 0 | 0 | 0 | 0 | 0 | 0 | 0 | 0 | 0 | 0 | 0 | 0 | 0 | 0 | 0 | 0 | 0 | 0 | 0 | 0 | 0 | 0 | 0 | 0 | 0 | 0 | 0 | 0 | 0 | 0 | 0 | 0 | 0 | 0 | 0 | 0 | 0 | 0 | 0 | 0 | 0 | 0 | 0 | 0 | 0 | 0 | 0 | 0 | 0 | 0
[20 empty] | Over-write |  |  |  | Annual CO value | PV of CO | Annual REC cost | PV of RECs | Annual pollution
| Total | 0 | ekWh | 0 | 0 | 0 | - | - | 0 | 0 | 0 | 0 |  |  |  | Over-write | Utility cost | O&M cost |  | Elec emissions |  |  |  | 0 | 0 | 0 | 0 |  |  |  | IRR Calcs | Expenses | #DIV/0! | #DIV/0! | #DIV/0! | #DIV/0! | #DIV/0! | #DIV/0! | #DIV/0! | #DIV/0! | #DIV/0! | #DIV/0! | #DIV/0! | #DIV/0! | #DIV/0! | #DIV/0! | #DIV/0! | #DIV/0! | #DIV/0! | #DIV/0! | #DIV/0! | #DIV/0! | #DIV/0! | #DIV/0! | #DIV/0! | #DIV/0! | #DIV/0! | #DIV/0! | #DIV/0! | #DIV/0! | #DIV/0! | #DIV/0! | #DIV/0! | #DIV/0! | #DIV/0! | #DIV/0! | #DIV/0! | #DIV/0! | #DIV/0! | #DIV/0! | #DIV/0! | #DIV/0! | 0 | 0 | 0 | 0 | 0 | 0 | 0 | 0 | 0 | 0 | 0 | 0 | 0 | 0 | 0 | 0 | 0 | 0 | 0 | 0 | 0 | 0 | 0 | 0 | 0 | 0 | 0 | 0 | 0 | 0 | 0 | 0 | 0 | 0 | 0 | 0 | 0 | 0 | 0 | 0 | 0 | 0 | 0 | 0 | 0 | 0 | 0 | 0 | 0 | 0 | 0 | 0 | 0 | 0 | 0 | 0 | 0 | 0 | 0 | 0 | 0
| User-Reported Total |  | ekWh |  |  |  | - | - | - | - |  | - | NPV | #N/A |  | PV of lifetime | #DIV/0! | 0 |  | Non-elec emissions |  |  |  | #N/A | #N/A | [6 empty] | Income | #N/A | #N/A | #N/A | #N/A | #N/A | #N/A | #N/A | #N/A | #N/A | #N/A | #N/A | #N/A | #N/A | #N/A | #N/A | #N/A | #N/A | #N/A | #N/A | #N/A | #N/A | #N/A | #N/A | #N/A | #N/A | #N/A | #N/A | #N/A | #N/A | #N/A | #N/A | #N/A | #N/A | #N/A | #N/A | #N/A | #N/A | #N/A | #N/A | #N/A | 0 | 0 | 0 | 0 | 0 | 0 | 0 | 0 | 0 | 0 | 0 | 0 | 0 | 0 | 0 | 0 | 0 | 0 | 0 | 0 | 0 | 0 | 0 | 0 | 0 | 0 | 0 | 0 | 0 | 0 | 0 | 0 | 0 | 0 | 0 | 0 | 0 | 0 | 0 | 0 | 0 | 0 | 0 | 0 | 0 | 0 | 0 | 0 | 0 | 0 | 0 | 0 | 0 | 0 | 0 | 0 | 0 | 0 | 0 | 0 | 0
[13 empty] | Year 0 annual costs | #N/A |  |  |  |  | Non-over-write | Elec emissions |  |  |  | 0 |  | 0 | [5 empty] | Net | #DIV/0! | #DIV/0! | #DIV/0! | #DIV/0! | #DIV/0! | #DIV/0! | #DIV/0! | #DIV/0! | #DIV/0! | #DIV/0! | #DIV/0! | #DIV/0! | #DIV/0! | #DIV/0! | #DIV/0! | #DIV/0! | #DIV/0! | #DIV/0! | #DIV/0! | #DIV/0! | #DIV/0! | #DIV/0! | #DIV/0! | #DIV/0! | #DIV/0! | #DIV/0! | #DIV/0! | #DIV/0! | #DIV/0! | #DIV/0! | #DIV/0! | #DIV/0! | #DIV/0! | #DIV/0! | #DIV/0! | #DIV/0! | #DIV/0! | #DIV/0! | #DIV/0! | #DIV/0! | 0 | 0 | 0 | 0 | 0 | 0 | 0 | 0 | 0 | 0 | 0 | 0 | 0 | 0 | 0 | 0 | 0 | 0 | 0 | 0 | 0 | 0 | 0 | 0 | 0 | 0 | 0 | 0 | 0 | 0 | 0 | 0 | 0 | 0 | 0 | 0 | 0 | 0 | 0 | 0 | 0 | 0 | 0 | 0 | 0 | 0 | 0 | 0 | 0 | 0 | 0 | 0 | 0 | 0 | 0 | 0 | 0 | 0 | 0 | 0 | 0
[13 empty] | Elec Emissions |  | 0 | Util cost | 0 |  |  | Non-elec emissions |  |  |  | #N/A | [7 empty] | IRR | 0: #VALUE!; 1: #DIV/0!
[13 empty] | Non-Elec emissions |  | 0 | O&M Cost | 0 | [14 empty] | NPV (0% discount) | 0: #DIV/0!
[32 empty] | Error? | 0: NA - see note
SCENARIO 4
OPTIMIZED GHG REDUCTION | [19 empty] | Elec weight |  |  |  | #DIV/0!
[20 empty] | Cost weighted avg. Esc Rate |  |  |  | #DIV/0!
Equipment / Measure | Utility | Annual Utility Consumption | Units | Annual Fuel Cost | Electric GHG (kg CO₂e) | Other Fuels GHG (kg CO₂e) | Lifetime (yrs) | Age (0=new) | Capital Cost | Incentive Value | Annual O&M Cost | Depreciated Value | Elec? | Util Esc. Rate | PV of Lifetime util costs | Util cons (kBtu) | Util cons (kWh) | Elec emissions (kgCO2) | Non-elec Emissions (kgCO2) | Years Accounted | Remaining Project Life | Remaining Equipment Life | Initial age | PV of Lifetime O&M cost | PV of lifetime pol cost (ELEC | PV of lifetime pol. Cost (Non-ELEC) | PV of lifetime cap cost | PV of RECs for Elec | PV of Carb. Offs for Elec | PV of Carb. Offs for non-elec | NPV Total | Year | 0 | 1 | 2 | 3 | 4 | 5 | 6 | 7 | 8 | 9 | 10 | 11 | 12 | 13 | 14 | 15 | 16 | 17 | 18 | 19 | 20 | 21 | 22 | 23 | 24 | 25 | 26 | 27 | 28 | 29 | 30 | 31 | 32 | 33 | 34 | 35 | 36 | 37 | 38 | 39 | 40 | 41 | 42 | 43 | 44 | 45 | 46 | 47 | 48 | 49 | 50 | 51 | 52 | 53 | 54 | 55 | 56 | 57 | 58 | 59 | 60 | 61 | 62 | 63 | 64 | 65 | 66 | 67 | 68 | 69 | 70 | 71 | 72 | 73 | 74 | 75 | 76 | 77 | 78 | 79 | 80 | 81 | 82 | 83 | 84 | 85 | 86 | 87 | 88 | 89 | 90 | 91 | 92 | 93 | 94 | 95 | 96 | 97 | 98 | 99 | 100
|  |  |  | 0 | 0 | 0 | [5 empty] | 0 | #N/A | 1 | 0 | 0 | 0 | 0 | 0 | 0 | 40 | -40 | 0 | 0 | 0 | 0 | 0 | 0 | 0 | #N/A | #N/A | Capital Cost table | 0 | 0 | 0 | 0 | 0 | 0 | 0 | 0 | 0 | 0 | 0 | 0 | 0 | 0 | 0 | 0 | 0 | 0 | 0 | 0 | 0 | 0 | 0 | 0 | 0 | 0 | 0 | 0 | 0 | 0 | 0 | 0 | 0 | 0 | 0 | 0 | 0 | 0 | 0 | 0 | 0 | 0 | 0 | 0 | 0 | 0 | 0 | 0 | 0 | 0 | 0 | 0 | 0 | 0 | 0 | 0 | 0 | 0 | 0 | 0 | 0 | 0 | 0 | 0 | 0 | 0 | 0 | 0 | 0 | 0 | 0 | 0 | 0 | 0 | 0 | 0 | 0 | 0 | 0 | 0 | 0 | 0 | 0 | 0 | 0 | 0 | 0 | 0 | 0 | 0 | 0 | 0 | 0 | 0 | 0 | 0 | 0 | 0 | 0 | 0 | 0
|  |  |  | 0 | 0 | 0 | [5 empty] | 0 | #N/A | 1 | 0 | 0 | 0 | 0 | 0 | 0 | 40 | -40 | 0 | 0 | 0 | 0 | 0 | 0 | 0 | #N/A | #N/A |  | 0 | 0 | 0 | 0 | 0 | 0 | 0 | 0 | 0 | 0 | 0 | 0 | 0 | 0 | 0 | 0 | 0 | 0 | 0 | 0 | 0 | 0 | 0 | 0 | 0 | 0 | 0 | 0 | 0 | 0 | 0 | 0 | 0 | 0 | 0 | 0 | 0 | 0 | 0 | 0 | 0 | 0 | 0 | 0 | 0 | 0 | 0 | 0 | 0 | 0 | 0 | 0 | 0 | 0 | 0 | 0 | 0 | 0 | 0 | 0 | 0 | 0 | 0 | 0 | 0 | 0 | 0 | 0 | 0 | 0 | 0 | 0 | 0 | 0 | 0 | 0 | 0 | 0 | 0 | 0 | 0 | 0 | 0 | 0 | 0 | 0 | 0 | 0 | 0 | 0 | 0 | 0 | 0 | 0 | 0 | 0 | 0 | 0 | 0 | 0 | 0
|  |  |  | 0 | 0 | 0 | [5 empty] | 0 | #N/A | 1 | 0 | 0 | 0 | 0 | 0 | 0 | 40 | -40 | 0 | 0 | 0 | 0 | 0 | 0 | 0 | #N/A | #N/A |  | 0 | 0 | 0 | 0 | 0 | 0 | 0 | 0 | 0 | 0 | 0 | 0 | 0 | 0 | 0 | 0 | 0 | 0 | 0 | 0 | 0 | 0 | 0 | 0 | 0 | 0 | 0 | 0 | 0 | 0 | 0 | 0 | 0 | 0 | 0 | 0 | 0 | 0 | 0 | 0 | 0 | 0 | 0 | 0 | 0 | 0 | 0 | 0 | 0 | 0 | 0 | 0 | 0 | 0 | 0 | 0 | 0 | 0 | 0 | 0 | 0 | 0 | 0 | 0 | 0 | 0 | 0 | 0 | 0 | 0 | 0 | 0 | 0 | 0 | 0 | 0 | 0 | 0 | 0 | 0 | 0 | 0 | 0 | 0 | 0 | 0 | 0 | 0 | 0 | 0 | 0 | 0 | 0 | 0 | 0 | 0 | 0 | 0 | 0 | 0 | 0
|  |  |  | 0 | 0 | 0 | [5 empty] | 0 | #N/A | 1 | 0 | 0 | 0 | 0 | 0 | 0 | 40 | -40 | 0 | 0 | 0 | 0 | 0 | 0 | 0 | #N/A | #N/A |  | 0 | 0 | 0 | 0 | 0 | 0 | 0 | 0 | 0 | 0 | 0 | 0 | 0 | 0 | 0 | 0 | 0 | 0 | 0 | 0 | 0 | 0 | 0 | 0 | 0 | 0 | 0 | 0 | 0 | 0 | 0 | 0 | 0 | 0 | 0 | 0 | 0 | 0 | 0 | 0 | 0 | 0 | 0 | 0 | 0 | 0 | 0 | 0 | 0 | 0 | 0 | 0 | 0 | 0 | 0 | 0 | 0 | 0 | 0 | 0 | 0 | 0 | 0 | 0 | 0 | 0 | 0 | 0 | 0 | 0 | 0 | 0 | 0 | 0 | 0 | 0 | 0 | 0 | 0 | 0 | 0 | 0 | 0 | 0 | 0 | 0 | 0 | 0 | 0 | 0 | 0 | 0 | 0 | 0 | 0 | 0 | 0 | 0 | 0 | 0 | 0
|  |  |  | 0 | 0 | 0 | [5 empty] | 0 | #N/A | 1 | 0 | 0 | 0 | 0 | 0 | 0 | 40 | -40 | 0 | 0 | 0 | 0 | 0 | 0 | 0 | #N/A | #N/A |  | 0 | 0 | 0 | 0 | 0 | 0 | 0 | 0 | 0 | 0 | 0 | 0 | 0 | 0 | 0 | 0 | 0 | 0 | 0 | 0 | 0 | 0 | 0 | 0 | 0 | 0 | 0 | 0 | 0 | 0 | 0 | 0 | 0 | 0 | 0 | 0 | 0 | 0 | 0 | 0 | 0 | 0 | 0 | 0 | 0 | 0 | 0 | 0 | 0 | 0 | 0 | 0 | 0 | 0 | 0 | 0 | 0 | 0 | 0 | 0 | 0 | 0 | 0 | 0 | 0 | 0 | 0 | 0 | 0 | 0 | 0 | 0 | 0 | 0 | 0 | 0 | 0 | 0 | 0 | 0 | 0 | 0 | 0 | 0 | 0 | 0 | 0 | 0 | 0 | 0 | 0 | 0 | 0 | 0 | 0 | 0 | 0 | 0 | 0 | 0 | 0
|  |  |  | 0 | 0 | 0 | [5 empty] | 0 | #N/A | 1 | 0 | 0 | 0 | 0 | 0 | 0 | 40 | -40 | 0 | 0 | 0 | 0 | 0 | 0 | 0 | #N/A | #N/A |  | 0 | 0 | 0 | 0 | 0 | 0 | 0 | 0 | 0 | 0 | 0 | 0 | 0 | 0 | 0 | 0 | 0 | 0 | 0 | 0 | 0 | 0 | 0 | 0 | 0 | 0 | 0 | 0 | 0 | 0 | 0 | 0 | 0 | 0 | 0 | 0 | 0 | 0 | 0 | 0 | 0 | 0 | 0 | 0 | 0 | 0 | 0 | 0 | 0 | 0 | 0 | 0 | 0 | 0 | 0 | 0 | 0 | 0 | 0 | 0 | 0 | 0 | 0 | 0 | 0 | 0 | 0 | 0 | 0 | 0 | 0 | 0 | 0 | 0 | 0 | 0 | 0 | 0 | 0 | 0 | 0 | 0 | 0 | 0 | 0 | 0 | 0 | 0 | 0 | 0 | 0 | 0 | 0 | 0 | 0 | 0 | 0 | 0 | 0 | 0 | 0
|  |  |  | 0 | 0 | 0 | [5 empty] | 0 | #N/A | 1 | 0 | 0 | 0 | 0 | 0 | 0 | 40 | -40 | 0 | 0 | 0 | 0 | 0 | 0 | 0 | #N/A | #N/A |  | 0 | 0 | 0 | 0 | 0 | 0 | 0 | 0 | 0 | 0 | 0 | 0 | 0 | 0 | 0 | 0 | 0 | 0 | 0 | 0 | 0 | 0 | 0 | 0 | 0 | 0 | 0 | 0 | 0 | 0 | 0 | 0 | 0 | 0 | 0 | 0 | 0 | 0 | 0 | 0 | 0 | 0 | 0 | 0 | 0 | 0 | 0 | 0 | 0 | 0 | 0 | 0 | 0 | 0 | 0 | 0 | 0 | 0 | 0 | 0 | 0 | 0 | 0 | 0 | 0 | 0 | 0 | 0 | 0 | 0 | 0 | 0 | 0 | 0 | 0 | 0 | 0 | 0 | 0 | 0 | 0 | 0 | 0 | 0 | 0 | 0 | 0 | 0 | 0 | 0 | 0 | 0 | 0 | 0 | 0 | 0 | 0 | 0 | 0 | 0 | 0
|  |  |  | 0 | 0 | 0 | [5 empty] | 0 | #N/A | 1 | 0 | 0 | 0 | 0 | 0 | 0 | 40 | -40 | 0 | 0 | 0 | 0 | 0 | 0 | 0 | #N/A | #N/A |  | 0 | 0 | 0 | 0 | 0 | 0 | 0 | 0 | 0 | 0 | 0 | 0 | 0 | 0 | 0 | 0 | 0 | 0 | 0 | 0 | 0 | 0 | 0 | 0 | 0 | 0 | 0 | 0 | 0 | 0 | 0 | 0 | 0 | 0 | 0 | 0 | 0 | 0 | 0 | 0 | 0 | 0 | 0 | 0 | 0 | 0 | 0 | 0 | 0 | 0 | 0 | 0 | 0 | 0 | 0 | 0 | 0 | 0 | 0 | 0 | 0 | 0 | 0 | 0 | 0 | 0 | 0 | 0 | 0 | 0 | 0 | 0 | 0 | 0 | 0 | 0 | 0 | 0 | 0 | 0 | 0 | 0 | 0 | 0 | 0 | 0 | 0 | 0 | 0 | 0 | 0 | 0 | 0 | 0 | 0 | 0 | 0 | 0 | 0 | 0 | 0
|  |  |  | 0 | 0 | 0 | [5 empty] | 0 | #N/A | 1 | 0 | 0 | 0 | 0 | 0 | 0 | 40 | -40 | 0 | 0 | 0 | 0 | 0 | 0 | 0 | #N/A | #N/A |  | 0 | 0 | 0 | 0 | 0 | 0 | 0 | 0 | 0 | 0 | 0 | 0 | 0 | 0 | 0 | 0 | 0 | 0 | 0 | 0 | 0 | 0 | 0 | 0 | 0 | 0 | 0 | 0 | 0 | 0 | 0 | 0 | 0 | 0 | 0 | 0 | 0 | 0 | 0 | 0 | 0 | 0 | 0 | 0 | 0 | 0 | 0 | 0 | 0 | 0 | 0 | 0 | 0 | 0 | 0 | 0 | 0 | 0 | 0 | 0 | 0 | 0 | 0 | 0 | 0 | 0 | 0 | 0 | 0 | 0 | 0 | 0 | 0 | 0 | 0 | 0 | 0 | 0 | 0 | 0 | 0 | 0 | 0 | 0 | 0 | 0 | 0 | 0 | 0 | 0 | 0 | 0 | 0 | 0 | 0 | 0 | 0 | 0 | 0 | 0 | 0
|  |  |  | 0 | 0 | 0 | [5 empty] | 0 | #N/A | 1 | 0 | 0 | 0 | 0 | 0 | 0 | 40 | -40 | 0 | 0 | 0 | 0 | 0 | 0 | 0 | #N/A | #N/A |  | 0 | 0 | 0 | 0 | 0 | 0 | 0 | 0 | 0 | 0 | 0 | 0 | 0 | 0 | 0 | 0 | 0 | 0 | 0 | 0 | 0 | 0 | 0 | 0 | 0 | 0 | 0 | 0 | 0 | 0 | 0 | 0 | 0 | 0 | 0 | 0 | 0 | 0 | 0 | 0 | 0 | 0 | 0 | 0 | 0 | 0 | 0 | 0 | 0 | 0 | 0 | 0 | 0 | 0 | 0 | 0 | 0 | 0 | 0 | 0 | 0 | 0 | 0 | 0 | 0 | 0 | 0 | 0 | 0 | 0 | 0 | 0 | 0 | 0 | 0 | 0 | 0 | 0 | 0 | 0 | 0 | 0 | 0 | 0 | 0 | 0 | 0 | 0 | 0 | 0 | 0 | 0 | 0 | 0 | 0 | 0 | 0 | 0 | 0 | 0 | 0
|  |  |  | 0 | 0 | 0 | [5 empty] | 0 | #N/A | 1 | 0 | 0 | 0 | 0 | 0 | 0 | 40 | -40 | 0 | 0 | 0 | 0 | 0 | 0 | 0 | #N/A | #N/A |  | 0 | 0 | 0 | 0 | 0 | 0 | 0 | 0 | 0 | 0 | 0 | 0 | 0 | 0 | 0 | 0 | 0 | 0 | 0 | 0 | 0 | 0 | 0 | 0 | 0 | 0 | 0 | 0 | 0 | 0 | 0 | 0 | 0 | 0 | 0 | 0 | 0 | 0 | 0 | 0 | 0 | 0 | 0 | 0 | 0 | 0 | 0 | 0 | 0 | 0 | 0 | 0 | 0 | 0 | 0 | 0 | 0 | 0 | 0 | 0 | 0 | 0 | 0 | 0 | 0 | 0 | 0 | 0 | 0 | 0 | 0 | 0 | 0 | 0 | 0 | 0 | 0 | 0 | 0 | 0 | 0 | 0 | 0 | 0 | 0 | 0 | 0 | 0 | 0 | 0 | 0 | 0 | 0 | 0 | 0 | 0 | 0 | 0 | 0 | 0 | 0
|  |  |  | 0 | 0 | 0 | [5 empty] | 0 | #N/A | 1 | 0 | 0 | 0 | 0 | 0 | 0 | 40 | -40 | 0 | 0 | 0 | 0 | 0 | 0 | 0 | #N/A | #N/A |  | 0 | 0 | 0 | 0 | 0 | 0 | 0 | 0 | 0 | 0 | 0 | 0 | 0 | 0 | 0 | 0 | 0 | 0 | 0 | 0 | 0 | 0 | 0 | 0 | 0 | 0 | 0 | 0 | 0 | 0 | 0 | 0 | 0 | 0 | 0 | 0 | 0 | 0 | 0 | 0 | 0 | 0 | 0 | 0 | 0 | 0 | 0 | 0 | 0 | 0 | 0 | 0 | 0 | 0 | 0 | 0 | 0 | 0 | 0 | 0 | 0 | 0 | 0 | 0 | 0 | 0 | 0 | 0 | 0 | 0 | 0 | 0 | 0 | 0 | 0 | 0 | 0 | 0 | 0 | 0 | 0 | 0 | 0 | 0 | 0 | 0 | 0 | 0 | 0 | 0 | 0 | 0 | 0 | 0 | 0 | 0 | 0 | 0 | 0 | 0 | 0
|  |  |  | 0 | 0 | 0 | [5 empty] | 0 | #N/A | 1 | 0 | 0 | 0 | 0 | 0 | 0 | 40 | -40 | 0 | 0 | 0 | 0 | 0 | 0 | 0 | #N/A | #N/A |  | 0 | 0 | 0 | 0 | 0 | 0 | 0 | 0 | 0 | 0 | 0 | 0 | 0 | 0 | 0 | 0 | 0 | 0 | 0 | 0 | 0 | 0 | 0 | 0 | 0 | 0 | 0 | 0 | 0 | 0 | 0 | 0 | 0 | 0 | 0 | 0 | 0 | 0 | 0 | 0 | 0 | 0 | 0 | 0 | 0 | 0 | 0 | 0 | 0 | 0 | 0 | 0 | 0 | 0 | 0 | 0 | 0 | 0 | 0 | 0 | 0 | 0 | 0 | 0 | 0 | 0 | 0 | 0 | 0 | 0 | 0 | 0 | 0 | 0 | 0 | 0 | 0 | 0 | 0 | 0 | 0 | 0 | 0 | 0 | 0 | 0 | 0 | 0 | 0 | 0 | 0 | 0 | 0 | 0 | 0 | 0 | 0 | 0 | 0 | 0 | 0
|  |  |  | 0 | 0 | 0 | [5 empty] | 0 | #N/A | 1 | 0 | 0 | 0 | 0 | 0 | 0 | 40 | -40 | 0 | 0 | 0 | 0 | 0 | 0 | 0 | #N/A | #N/A |  | 0 | 0 | 0 | 0 | 0 | 0 | 0 | 0 | 0 | 0 | 0 | 0 | 0 | 0 | 0 | 0 | 0 | 0 | 0 | 0 | 0 | 0 | 0 | 0 | 0 | 0 | 0 | 0 | 0 | 0 | 0 | 0 | 0 | 0 | 0 | 0 | 0 | 0 | 0 | 0 | 0 | 0 | 0 | 0 | 0 | 0 | 0 | 0 | 0 | 0 | 0 | 0 | 0 | 0 | 0 | 0 | 0 | 0 | 0 | 0 | 0 | 0 | 0 | 0 | 0 | 0 | 0 | 0 | 0 | 0 | 0 | 0 | 0 | 0 | 0 | 0 | 0 | 0 | 0 | 0 | 0 | 0 | 0 | 0 | 0 | 0 | 0 | 0 | 0 | 0 | 0 | 0 | 0 | 0 | 0 | 0 | 0 | 0 | 0 | 0 | 0
[20 empty] | Over-write |  |  |  | Annual CO value | PV of CO | Annual REC cost | PV of RECs | Annual pollution
| Total | 0 | ekWh | 0 | 0 | 0 | - | - | 0 | 0 | 0 | 0 |  |  |  | Over-write | Utility cost | O&M cost |  | Elec emissions |  |  |  | 0 | 0 | 0 | 0 |  |  |  | IRR Calcs | Expenses | #DIV/0! | #DIV/0! | #DIV/0! | #DIV/0! | #DIV/0! | #DIV/0! | #DIV/0! | #DIV/0! | #DIV/0! | #DIV/0! | #DIV/0! | #DIV/0! | #DIV/0! | #DIV/0! | #DIV/0! | #DIV/0! | #DIV/0! | #DIV/0! | #DIV/0! | #DIV/0! | #DIV/0! | #DIV/0! | #DIV/0! | #DIV/0! | #DIV/0! | #DIV/0! | #DIV/0! | #DIV/0! | #DIV/0! | #DIV/0! | #DIV/0! | #DIV/0! | #DIV/0! | #DIV/0! | #DIV/0! | #DIV/0! | #DIV/0! | #DIV/0! | #DIV/0! | #DIV/0! | 0 | 0 | 0 | 0 | 0 | 0 | 0 | 0 | 0 | 0 | 0 | 0 | 0 | 0 | 0 | 0 | 0 | 0 | 0 | 0 | 0 | 0 | 0 | 0 | 0 | 0 | 0 | 0 | 0 | 0 | 0 | 0 | 0 | 0 | 0 | 0 | 0 | 0 | 0 | 0 | 0 | 0 | 0 | 0 | 0 | 0 | 0 | 0 | 0 | 0 | 0 | 0 | 0 | 0 | 0 | 0 | 0 | 0 | 0 | 0 | 0
| User-Reported Total |  | ekWh |  |  |  | - | - | - | - |  | - | NPV | #N/A |  | PV of lifetime | #DIV/0! | 0 |  | Non-elec emissions |  |  |  | #N/A | #N/A | [6 empty] | Income | #N/A | #N/A | #N/A | #N/A | #N/A | #N/A | #N/A | #N/A | #N/A | #N/A | #N/A | #N/A | #N/A | #N/A | #N/A | #N/A | #N/A | #N/A | #N/A | #N/A | #N/A | #N/A | #N/A | #N/A | #N/A | #N/A | #N/A | #N/A | #N/A | #N/A | #N/A | #N/A | #N/A | #N/A | #N/A | #N/A | #N/A | #N/A | #N/A | #N/A | 0 | 0 | 0 | 0 | 0 | 0 | 0 | 0 | 0 | 0 | 0 | 0 | 0 | 0 | 0 | 0 | 0 | 0 | 0 | 0 | 0 | 0 | 0 | 0 | 0 | 0 | 0 | 0 | 0 | 0 | 0 | 0 | 0 | 0 | 0 | 0 | 0 | 0 | 0 | 0 | 0 | 0 | 0 | 0 | 0 | 0 | 0 | 0 | 0 | 0 | 0 | 0 | 0 | 0 | 0 | 0 | 0 | 0 | 0 | 0 | 0
[13 empty] | Year 0 annual costs | #N/A |  |  |  |  | Non-over-write | Elec emissions |  |  |  | 0 |  | 0 | [5 empty] | Net | #DIV/0! | #DIV/0! | #DIV/0! | #DIV/0! | #DIV/0! | #DIV/0! | #DIV/0! | #DIV/0! | #DIV/0! | #DIV/0! | #DIV/0! | #DIV/0! | #DIV/0! | #DIV/0! | #DIV/0! | #DIV/0! | #DIV/0! | #DIV/0! | #DIV/0! | #DIV/0! | #DIV/0! | #DIV/0! | #DIV/0! | #DIV/0! | #DIV/0! | #DIV/0! | #DIV/0! | #DIV/0! | #DIV/0! | #DIV/0! | #DIV/0! | #DIV/0! | #DIV/0! | #DIV/0! | #DIV/0! | #DIV/0! | #DIV/0! | #DIV/0! | #DIV/0! | #DIV/0! | 0 | 0 | 0 | 0 | 0 | 0 | 0 | 0 | 0 | 0 | 0 | 0 | 0 | 0 | 0 | 0 | 0 | 0 | 0 | 0 | 0 | 0 | 0 | 0 | 0 | 0 | 0 | 0 | 0 | 0 | 0 | 0 | 0 | 0 | 0 | 0 | 0 | 0 | 0 | 0 | 0 | 0 | 0 | 0 | 0 | 0 | 0 | 0 | 0 | 0 | 0 | 0 | 0 | 0 | 0 | 0 | 0 | 0 | 0 | 0 | 0
[13 empty] | Elec Emissions |  | 0 | Util cost | 0 |  |  | Non-elec emissions |  |  |  | #N/A | [7 empty] | IRR | 0: #VALUE!; 1: #DIV/0!
[13 empty] | Non-Elec emissions |  | 0 | O&M Cost | 0 | [14 empty] | NPV (0% discount) | 0: #DIV/0!
[32 empty] | Error? | 0: NA - see note
Analysis tool developed by:
Note on E11: A base-case name must be entered to see values on the Results tab
Note on C13: Add all combustion equipment, or its replaced alternative. Other relevant energy-consuming or energy-generating equipment can also be added. Don't add RECs or PPAs - these will be automatically calculated in the Results worksheet.
Note on E13: Enter the type of utility that the equipment consumes. If an item consumes multiple types of utilities, list the measure multiple times, and enter the consumption for each utility it uses.
Note on I13: Annual kg CO2e Has to be calculated over project life using annual emission factors. Do it in hidden cells below the Emissions Table? If more than 1 measure uses electricity, get sum of all electricity, then map out by year. Might need to suppress this column since emissions are not constant over time. Just report total below.
Note on J13: Annual kg CO2e
Note on K13: Enter the expected lifetime of the equipment (its age when it will need to be replaced)
Note on L13: Enter the current age of the equipment. If the equipment is being newly installed, enter "0" NOTE: If the current age exceeds the lifetime of the equipment, it is assumed to be replaced immediately
Note on N13: The cost each time equipment is replaced will equal Capital Cost less the Incentive Value
Note on P13: CaGBC: In the final year of the financial period evaluated, equipment that has not yet reached its end of life carries a residual value. This is calculated by assuming a straight-line depreciation from the initial capital cost.
Note on E30: Entering a value other than 0 into the "User-Reported Total" row will use that value in the financial analysis, instead of the automatically calculated sum of the individual equipment and measures that were created
Note on F30: The user-reported total will be allocated between utility types as a weighted average of line-by-line consumption reported above.
Note on H30: The user-reported total will be allocated between utility types as a weighted average of line-by-line cost reported above.
Note on I30: The Equipment/Measures list must include at least one electrical utility item if you intend to provide a user-reported total.
Note on J30: The Equipment/Measures list must include at least one non-electrical utility item if you intend to provide a user-reported total.
Note on E36: A scenario name must be entered to see values on the Results tab
Note on C38: Add all combustion equipment, or its replaced alternative. Other relevant energy-consuming or energy-generating equipment can also be added. Don't add RECs or PPAs - these will be automatically calculated in the Results worksheet.
Note on E38: Enter the type of utility that the equipment consumes. If an item consumes multiple types of utilities, list the measure multiple times, and enter the consumption for each utility it uses.
Note on I38: Annual kg CO2e
Note on J38: Annual kg CO2e
Note on K38: Enter the expected lifetime of the equipment (its age when it will need to be replaced)
Note on L38: Enter the current age of the equipment. If the equipment is being newly installed, enter "0" NOTE: If the current age exceeds the lifetime of the equipment, it is assumed to be replaced immediately
Note on N38: The cost each time equipment is replaced will equal Capital Cost less the Incentive Value
Note on P38: CaGBC: In the final year of the financial period evaluated, equipment that has not yet reached its end of life carries a residual value. This is calculated by assuming a straight-line depreciation from the initial capital cost.
Note on E55: Entering a value other than 0 into the "User-Reported Total" row will use that value in the financial analysis, instead of the automatically calculated sum of the individual equipment and measures that were created
Note on F55: The user-reported total will be allocated between utility types as a weighted average of line-by-line consumption reported above.
Note on H55: The user-reported total will be allocated between utility types as a weighted average of line-by-line cost reported above.
Note on I55: The Equipment/Measures list must include at least one electrical utility item if you intend to provide a user-reported total.
Note on J55: The Equipment/Measures list must include at least one non-electrical utility item if you intend to provide a user-reported total.
Note on E61: A scenario name must be entered to see values on the Results tab
Note on C63: Add all combustion equipment, or its replaced alternative. Other relevant energy-consuming or energy-generating equipment can also be added. Don't add RECs or PPAs - these will be automatically calculated in the Results worksheet.
Note on E63: Enter the type of utility that the equipment consumes. If an item consumes multiple types of utilities, list the measure multiple times, and enter the consumption for each utility it uses.
Note on I63: Annual kg CO2e
Note on J63: Annual kg CO2e
Note on K63: Enter the expected lifetime of the equipment (its age when it will need to be replaced)
Note on L63: Enter the current age of the equipment. If the equipment is being newly installed, enter "0" NOTE: If the current age exceeds the lifetime of the equipment, it is assumed to be replaced immediately
Note on N63: The cost each time equipment is replaced will equal Capital Cost less the Incentive Value
Note on P63: CaGBC: In the final year of the financial period evaluated, equipment that has not yet reached its end of life carries a residual value. This is calculated by assuming a straight-line depreciation from the initial capital cost.
Note on E80: Entering a value other than 0 into the "User-Reported Total" row will use that value in the financial analysis, instead of the automatically calculated sum of the individual equipment and measures that were created
Note on F80: The user-reported total will be allocated between utility types as a weighted average of line-by-line consumption reported above.
Note on H80: The user-reported total will be allocated between utility types as a weighted average of line-by-line cost reported above.
Note on I80: The Equipment/Measures list must include at least one electrical utility item if you intend to provide a user-reported total.
Note on J80: The Equipment/Measures list must include at least one non-electrical utility item if you intend to provide a user-reported total.
Note on E86: A scenario name must be entered to see values on the Results tab
Note on C88: Add all combustion equipment, or its replaced alternative. Other relevant energy-consuming or energy-generating equipment can also be added. Don't add RECs or PPAs - these will be automatically calculated in the Results worksheet.
Note on E88: Enter the type of utility that the equipment consumes. If an item consumes multiple types of utilities, list the measure multiple times, and enter the consumption for each utility it uses.
Note on I88: Annual kg CO2e
Note on J88: Annual kg CO2e
Note on K88: Enter the expected lifetime of the equipment (its age when it will need to be replaced)
Note on L88: Enter the current age of the equipment. If the equipment is being newly installed, enter "0" NOTE: If the current age exceeds the lifetime of the equipment, it is assumed to be replaced immediately
Note on N88: The cost each time equipment is replaced will equal Capital Cost less the Incentive Value
Note on P88: CaGBC: In the final year of the financial period evaluated, equipment that has not yet reached its end of life carries a residual value. This is calculated by assuming a straight-line depreciation from the initial capital cost.
Note on E105: Entering a value other than 0 into the "User-Reported Total" row will use that value in the financial analysis, instead of the automatically calculated sum of the individual equipment and measures that were created
Note on F105: The user-reported total will be allocated between utility types as a weighted average of line-by-line consumption reported above.
Note on H105: The user-reported total will be allocated between utility types as a weighted average of line-by-line cost reported above.
Note on I105: The Equipment/Measures list must include at least one electrical utility item if you intend to provide a user-reported total.
Note on J105: The Equipment/Measures list must include at least one non-electrical utility item if you intend to provide a user-reported total.

## Results
GHG Life-Cycle Cost Calculator
Zero Carbon Building Standard Financial Calculator
[9 empty] | Discount Rate | 0 | %
|  | RESULTS | [6 empty] | Lifecycle | 40 | years
[9 empty] | Floor area | 1000 | m²
Yes - meets ZCB
No - transitional
|  | ENERGY & EMISSIONS |  |  | vs. Base Case |  |  | vs. Base Case |  | vs. Base Case
|  | Electricity Consumption | 0 | 0 | 0 |  | 0 | 0 | 0 | 0 | ekWh
|  | Other Fuel Consumption | 1067555.6858 | 0 | -1067555.6858 |  | 0 | -1067555.6858 | 0 | -1067555.6858 | ekWh
|  | Total Energy Consumption | 1067555.6858 | 0 | -1067555.6858 |  | 0 | -1067555.6858 | 0 | -1067555.6858 | ekWh
|  | Energy Intensity | 1067.5557 | 0 | -1067.5557 |  | 0 | -1067.5557 | 0 | -1067.5557 | kWh/m2
|  | Electricity GHG Emissions | 0 | 0 | 0 |  | 0 | 0 | 0 | 0 | tCO2e
|  | Other Fuel GHG Emissions | 194.7587 | 0 | -194.7587 |  | 0 | -194.7587 | 0 | -194.7587 | tCO2e
|  | Total GHG Emissions | 194.7587 | 0 | -194.7587 |  | 0 | -194.7587 | 0 | -194.7587 | tCO2e
|  | GHG Intensity | 194.7587 | 0 | -194.7587 |  | 0 | -194.7587 | 0 | -194.7587 | kgCO2e/m2
hide |  | Energy Consumption - Electric | 0 | 0 | 0 |  | 0 | 0 | 0 | 0 | ekWh
hide |  | Energy Consumption - All Other | 42702227.4326 | 0 | -42702227.4326 |  | 0 | -42702227.4326 | 0 | -42702227.4326 | ekWh
|  | Lifecycle Energy Consumption | 42702227.4326 | 0 | -42702227.4326 |  | 0 | -42702227.4326 | 0 | -42702227.4326 | ekWh
hide |  | GHG Emissions - Electric | 0 | 0 | 0 |  | 0 | 0 | 0 | 0 | tCO2e
hide |  | GHG Emissions - All Other | 7790.3476 | 0 | -7790.3476 |  | 0 | -7790.3476 | 0 | -7790.3476 | tCO2e
|  | Lifecycle GHG Emissions | 7790.3476 | 0 | -7790.3476 |  | 0 | -7790.3476 | 0 | -7790.3476 | tCO2e
YEAR 1 ANNUAL COSTS
h/d |  | Utility costs (elec) | 0 | 0 | 0 |  | 0 | 0 | 0 | 0 | -
h/d |  | Utility costs (non-elec) | 39261.2891 | 0 | -39261.2891 |  | 0 | -39261.2891 | 0 | -39261.2891 | -
|  | Annualized utility costs (total) | 39261.2891 | 0 | -39261.2891 |  | 0 | -39261.2891 | 0 | -39261.2891 | -
|  | Utility Cost | 26000 | 0 | -26000 |  | 0 | -26000 | 0 | -26000 | $
hide |  | Utility Cost Intensity | 39.2613 | 0 | -39.2613 |  | 0 | -39.2613 | 0 | -39.2613 | $/m2
h/d |  | Pollution costs (elec) | 0 | 0 | 0 |  | 0 | 0 | 0 | 0 | -
h/d |  | Pollution costs (non-elec) | 147529.7081 | 0 | -147529.7081 |  | 0 | -147529.7081 | 0 | -147529.7081 | -
h/d |  | Annualized pollution costs (total) | 147529.7081 | 0 | -147529.7081 |  | 0 | -147529.7081 | 0 | -147529.7081 | -
|  | Carbon Price Cost | 58427.6072 | 0 | -58427.6072 |  | 0 | -58427.6072 | 0 | -58427.6072 | $
hide |  | Pollution Cost Intensity | 147.5297 | 0 | -147.5297 |  | 0 | -147.5297 | 0 | -147.5297 | $
h |  | REC & offset costs (elec) | 0 | 0 | 0 |  | 0 | 0 | 0 | 0 | $
h |  | REC & offset costs (non-elec) | #N/A | #N/A | #N/A |  | #N/A | #N/A | #N/A | #N/A | $
h |  | Annualized REC & offset costs (total) | #N/A | #N/A | #N/A |  | #N/A | #N/A | #N/A | #N/A | $
|  | REC & Offset Cost | #N/A | #N/A | #N/A |  | #N/A | #N/A | #N/A | #N/A | $
hide |  | REC & Offset Cost Intensity | #N/A | #N/A | #N/A |  | #N/A | #N/A | #N/A | #N/A | $
hide |  | Annualized O&M costs | 18120.595 | 0 | -18120.595 |  | 0 | -18120.595 | 0 | -18120.595 | $
|  | O&M Cost | 12000 | 0 | -12000 |  | 0 | -12000 | 0 | -12000 | $
hide |  | O&M Cost Intensity | 18.1206 | 0 | -18.1206 |  | 0 | -18.1206 | 0 | -18.1206 | $
hide |  | Total annualized costs | #N/A | #N/A | #N/A |  | #N/A | #N/A | #N/A | #N/A | $
|  | Total Annual Cost | #N/A | #N/A | #N/A |  | #N/A | #N/A | #N/A | #N/A | $
|  | Total Annual Cost Intensity | 0 | 0 | 0 |  | 0 | 0 | 0 | 0 | $/m2
| hide | Annualized Capital Cost | 17593.5573 | 0 | -17593.5573 |  | 0 | -17593.5573 | 0 | -17593.5573 | -
hide |  | Capital Cost Intensity | 17.5936 | 0 | -17.5936 |  | 0 | -17.5936 | 0 | -17.5936 | $/m2
| hide | Total Annualized Cost | #N/A | #N/A | #N/A |  | #N/A | #N/A | #N/A | #N/A | -
hide |  | Total Annualized Cost Intensity | #N/A | #N/A | #N/A |  | #N/A | #N/A | #N/A | #N/A | $/m2
LIFECYCLE COSTS
| hide | Utility costs - Electricity | 0 | 0 | 0 |  | 0 | 0 | 0 | 0 | -
| hide | Utility cost - All Other | 1570451.5627 | 0 | -1570451.5627 |  | 0 | -1570451.5627 | 0 | -1570451.5627 | -
|  | Utility cost | 1570451.5627 | 0 | -1570451.5627 |  | 0 | -1570451.5627 | 0 | -1570451.5627 | $
h |  | Pollution costs (elec) | 0 | 0 | 0 |  | 0 | 0 | 0 | 0 | $
h |  | Pollution costs (non-elec) | 5901188.3237 | 0 | -5901188.3237 |  | 0 | -5901188.3237 | 0 | -5901188.3237 | $
|  | Carbon Price Cost | 5901188.3237 | 0 | -5901188.3237 |  | 0 | -5901188.3237 | 0 | -5901188.3237 | $
h |  | Offset costs (elec) | 0 | 0 | 0 |  | 0 | 0 | 0 | 0 | $
h |  | Offset costs (non-elec) | #N/A | #N/A | #N/A |  | #N/A | #N/A | #N/A | #N/A | $
|  | REC & Offset Cost | #N/A | #N/A | #N/A |  | #N/A | #N/A | #N/A | #N/A | $
|  | O&M Cost | 724823.7982 | 0 | -724823.7982 |  | 0 | -724823.7982 | 0 | -724823.7982 | $
|  | Initial Capital Cost | 100000 | 0 | -100000 |  | 0 | -100000 | 0 | -100000 | $
|  | Lifecycle Capital Cost | 703742.2928 | 0 | -703742.2928 |  | 0 | -703742.2928 | 0 | -703742.2928 | $
|  | Residual Capital Value | 0 | 0 | 0 |  | 0 | 0 | 0 | 0 | $
|  | Net Present Value | #N/A | #N/A | #N/A |  | #N/A | #N/A | #N/A | #N/A | $
hide |  | Annualized Net Present Value Per Year | #N/A | #N/A | #N/A |  | #N/A | #N/A | #N/A | #N/A | -
hide |  | Net Present Value Intensity | #N/A | #N/A | #N/A |  | #N/A | #N/A | #N/A | #N/A | /m2
|  |  |  | Incremental Life Cycle Cost per tCO2e reduced | [6 empty] | $/tCO2e
|  |  |  | Simple Payback Period | 0 |  |  | 0 |  | 0 | years
|  |  |  | Internal Rate of Return | NA - see note |  |  | NA - see note |  | NA - see note | %
Combustion Free?
Analysis tool developed by:
Note on C30: All costs are shown as present value
Note on C49: Chris Onysko: Present value of all annual costs, averaged over the lifetime of the project
Note on C52: Chris Onysko: Present value of all capital expenses (including deduction for incentives) averaged over the project lifetime
Note on C53: Includes incentives
Note on C54: Chris Onysko: Present value of all costs, including capital, averaged over the lifetime of the project
Note on C56: All costs are shown as present value
Note on C67: Capital costs incurred in year 0 at project commencement, based on line-by-line equipment age and cost (not adjusted if the user reports a scenario total that differs from the sum of equipment items).
Note on C68: Present value (adjusted for inflation and discount rate) of all capital costs (less incentives) incurred over the entire project lifetime
Note on C69: In the final year of the financial period evaluated, equipment that has not yet reached its end of life carries a residual value. This is calculated by assuming a straight-line depreciation from the initial capital cost.
Note on C70: The sum of all present values (adjusted by discount rate) over the financial period evaluated, including: - Utility Cost (adjusted by rate escalation), - Pollution Cost (adjusted by pollution escalation), - REC & PPA Cost (adjusted by REC & PPA Escalation), - O&M Cost (adjusted by inflation), and - Capital Cost (less incentive) less the residual value of depreciated assets at end of project life (adjusted by inflation).
Note on C71: CaGBC: Net Present Value divided by number project lifetime
Note on F74: Incremental LCC/tCO2 reduced: Difference in Net Present Values divided by difference in lifecycle GHG emissions. Negative value: there is a net cost associated with each ton of CO2 reduction Positive value: there is a net savings associated with each ton of CO2 reduction
Note on F75: Payback = Investment divided by Savings Investment is the initial (year 0) capital cost difference between the scenario and the base case Savings is the initial (year 0) annual cost difference between the scenario and the base case
Note on F76: In each year of the financial period evaluated: If the scenario has a higher total cost, it is an expense. If the scenario has a lower total cost, it is an income. Yearly cash flows (expenses and income) are calculated for the entire financial period evaluated. The discount rate that produces a Net Present Value of 0 over this period is the Internal Rate of Return. NOTE: A message of "NA - see note" indicates the project has a net negative cash flow, or cash flows alternate between positive and negative. In these cases, IRR calculations are ambiguous and should not be reported.

## Emissions Tables
| Generation | [31 empty] | Gas |  |  | kg CO2e / Mbtu
Choose | [34 empty] | Choose
Alberta | 219.8034 | [31 empty] | 53.24 |  | District Steam | 88.54
British Columbia | 4.3961 | [31 empty] | 53.19 |  | District Hot Water | 88.54
Manitoba | 0.90852 | [31 empty] | 52.09 |  | Chilled Water Electric Drive | 17.19
New Brunswick | 84.11 | [31 empty] | 52.5 |  | Chilled Water Gas Absorption | 73.86
Newfoundland | 8.7921 | [31 empty] | 52.5 |  | Chilled Water Gas Engine | 49.29
Northwest Territories | 73.2678 | [31 empty] | 68.01 |  | Wood | 100.95
Nova Scotia | 199.2884 | [31 empty] | 52.5 |  | Propane | 64.52
Nunavut | 219.81 | [31 empty] | 68.01 |  | Fuel Oil 1 | 75.13
Ontario | 11.1367 | [31 empty] | 52.14 |  | Fuel Oil 2 | 75.13
Prince Edward Island | 84.11 | [31 empty] | 52.5 |  | Fuel Oil 4 | 75.13
Quebec | 0.4103 | [31 empty] | 52.12 |  | Fuel Oil 5 and 6 | 78.86
Saskatchewan | 222.7341 | [31 empty] | 50.53 |  | Diesel | 77.48
Yukon | 11.7228 | [31 empty] | 52.5 |  | Kerosene | 71.96
| (g CO2e/kWh) | [31 empty] | kg CO2e / GJ | kg CO2e / kWh
| Scope 2 Electricity (Generation Intensity) | [31 empty] | Scope 1 Natural Gas
| 2019 | 2020 | 2021 | 2022 | 2023 | 2024 | 2025 | 2026 | 2027 | 2028 | 2029 | 2030 | 2031 | 2032 | 2033 | 2034 | 2035 | 2036 | 2037 | 2038 | 2039 | 2040 | 2041 | 2042 | 2043 | 2044 | 2045 | 2046 | 2047 | 2048 | 2049 | 2050 | Scope 1 Natural Gas |  |  | kg CO2e / GJ | kg CO2e / kWh
Alberta | 620 | 295.2724 | 235.3643 | 211.468 | 191.4267 | 193.1397 | 175.7458 | 178.1626 | 181.8148 | 184.8249 | 187.033 | 185.4551 | 187.346 | 190.6135 | 192.4378 | 194.0729 | 196.3084 | 198.318 | 199.9639 | 205.7629 | 211.6079 | 212.9117 | 215.5857 | 218.9372 | 222.1959 | 228.2564 | 226.7488 | 230.4355 | 233.1165 | 227.5829 | 221.5967 | 215.9432 | 51.3922 | 0.18501 | District_Heating | 83.9197 | 0.30211
British Columbia | 18.6 | 1.4922 | 1.4406 | 1.3992 | 1.3716 | 1.3304 | 1.2719 | 1.1948 | 1.1658 | 1.1536 | 1.142 | 1.1121 | 1.0773 | 1.0455 | 1.0384 | 1.0315 | 1.0243 | 1.0083 | 1.0136 | 1.0228 | 1.0834 | 1.1027 | 1.1325 | 1.402 | 1.3907 | 1.3258 | 1.0642 | 1.1031 | 1.6275 | 2.7813 | 3.3149 | 3.5227 | 51.3392 | 0.18482 | District_Cooling | 4 | 0.0144
Manitoba | 1.2 | 0.88077 | 0.67312 | 0.67216 | 0.67627 | 0.68116 | 0.68419 | 0.68809 | 0.69074 | 0.69349 | 0.69625 | 0.69897 | 0.70216 | 0.7052 | 0.70799 | 0.71072 | 0.71326 | 0.69204 | 0.69528 | 0.69828 | 0.72698 | 0.73001 | 0.73287 | 0.73531 | 0.73775 | 0.73995 | 0.74216 | 0.74405 | 0.74551 | 0.74664 | 0.74758 | 0.74868 | 50.2784 | 0.181 | Wood | 95.6821 | 0.34446
New Brunswick | 260 | 360.7385 | 293.7625 | 290.7728 | 291.9398 | 293.5285 | 281.2794 | 282.8901 | 311.5871 | 312.5852 | 313.5343 | 215.5682 | 215.1623 | 216.0578 | 215.8533 | 216.0441 | 216.1991 | 216.6508 | 216.3103 | 217.1169 | 216.724 | 216.9017 | 250.4822 | 251.1969 | 251.8071 | 252.4229 | 252.7999 | 253.1694 | 253.3974 | 253.4569 | 253.4798 | 253.5202 | 50.6762 | 0.18243 | Propane | 60.4779 | 0.21772
Newfoundland | 27 | 168.1975 | 157.0451 | 103.4886 | 98.4622 | 96.0186 | 99.9524 | 94.6149 | 89.8638 | 76.5081 | 70.3565 | 67.1315 | 65.7737 | 69.1414 | 64.8446 | 59.4781 | 59.2433 | 59.5743 | 59.6398 | 57.4786 | 53.1714 | 48.8321 | 45.3904 | 42.1675 | 38.8272 | 36.3412 | 35.2066 | 33.5803 | 31.9447 | 27.953 | 28.0688 | 32.0442 | 50.6762 | 0.18243 | Heavy_Fuel_Oil | 76.0844 | 0.2739
Northwest Territories | 200 | 242.62 | 245.645 | 237.0873 | 215.1392 | 166.0736 | 48.7748 | 55.6936 | 63.1264 | 61.9034 | 56.4118 | 52.7867 | 49.7027 | 47.7159 | 45.2813 | 42.0508 | 43.3137 | 38.7823 | 37.6567 | 34.7066 | 34.3485 | 34.1834 | 33.2796 | 31.5423 | 28.8481 | 28.4384 | 27.5798 | 22.7258 | 22.1761 | 22.1625 | 22.4328 | 22.2496 | 50.6762 | 0.18243 | Light_Fuel_Oil | 71.2095 | 0.25635
Nova Scotia | 710 | 731.9985 | 604.7685 | 469.7301 | 459.1614 | 453.5663 | 410.0339 | 440.2851 | 441.3159 | 441.4309 | 442.0542 | 177.9936 | 177.9798 | 177.2166 | 177.9236 | 178.727 | 179.7375 | 180.4018 | 181.1189 | 178.9536 | 179.7152 | 180.198 | 181.0908 | 184.0798 | 185.6348 | 185.4311 | 186.6452 | 186.4402 | 188.3505 | 190.5975 | 191.3359 | 189.5628 | 50.6762 | 0.18243 | Diesel | 73.4369 | 0.26437
Nunavut | 850 | 898.7771 | 903.4877 | 876.7262 | 843.3069 | 766.3821 | 632.0879 | 625.6892 | 617.2284 | 631.0898 | 625.806 | 617.1946 | 617.7023 | 626.6286 | 620.1515 | 617.6842 | 450.6825 | 450.5377 | 460.7945 | 455.87 | 464.5434 | 463.9821 | 312.7732 | 319.5981 | 323.3626 | 336.8835 | 343.2325 | 348.8876 | 203.778 | 215.4542 | 225.2652 | 224.0837 | 50.6762 | 0.18243 | Kerosene | 68.1794 | 0.24545
Ontario | 30 | 16.3185 | 24.2411 | 31.9115 | 52.4509 | 39.8765 | 56.9369 | 39.8177 | 39.136 | 28.8467 | 23.0352 | 16.3726 | 16.1281 | 16.3754 | 14.7768 | 14.9945 | 15.1655 | 15.0455 | 14.9721 | 15.0334 | 15.0363 | 14.662 | 14.4288 | 11.0386 | 10.9012 | 11.1867 | 11.6252 | 12.0646 | 12.572 | 13.1304 | 14.2744 | 14.9283 | 50.3315 | 0.18119
Prince Edward Island | 260 | 4.4677 | 4.4618 | 4.4683 | 4.4879 | 4.5131 | 4.5305 | 4.5461 | 4.5513 | 4.5611 | 4.5706 | 4.5758 | 4.5772 | 4.5736 | 4.5631 | 4.5582 | 4.5406 | 4.5336 | 4.5167 | 4.5008 | 4.4838 | 4.4662 | 4.4483 | 4.4364 | 4.4239 | 4.4107 | 4.3975 | 4.3838 | 4.3689 | 4.3533 | 4.3375 | 4.3226 | 50.6762 | 0.18243
Quebec | 1.2 | 1.8795 | 1.8403 | 1.82 | 1.8176 | 1.9059 | 1.9326 | 2.0556 | 2.1628 | 2.4935 | 2.6942 | 2.9228 | 2.8919 | 2.8451 | 2.7567 | 2.8249 | 2.8045 | 2.7718 | 2.6299 | 2.6067 | 2.5246 | 2.4824 | 2.4269 | 1.6888 | 1.6836 | 1.6785 | 1.6734 | 1.6695 | 1.6642 | 1.6587 | 1.6535 | 1.65 | 50.305 | 0.1811
Saskatchewan | 660 | 404.3111 | 387.3704 | 315.6123 | 323.0546 | 257.2818 | 263.7181 | 266.0966 | 253.5438 | 212.7249 | 200.4148 | 192.2574 | 193.9236 | 188.9156 | 190.375 | 191.9052 | 192.9363 | 194.081 | 195.5006 | 196.8816 | 198.3425 | 199.6886 | 201.0008 | 202.4266 | 203.7779 | 203.8792 | 203.9417 | 204.2029 | 204.4317 | 218.3196 | 222.6988 | 217.2551 | 48.7669 | 0.17556
Yukon | 101 | 56.927 | 66.3645 | 58.8309 | 62.1586 | 70.8215 | 76.0221 | 39.9998 | 42.8367 | 48.9022 | 55.0394 | 61.2526 | 67.271 | 75.7611 | 85.436 | 91.1114 | 98.7869 | 105.2028 | 108.2575 | 114.9205 | 121.8408 | 125.7924 | 129.906 | 131.9787 | 135.7009 | 140.5988 | 142.3225 | 145.7796 | 147.3138 | 148.8393 | 153.7714 | 155.5041 | 50.6762 | 0.18243

## Unit Conversions (hidden)
Fuel | ID | Units | vlookup | Multiplier to get to kBtu
Natural Gas | NaturalGas | kBtu | Natural GaskBtu | 1 | /ccf | ccf | $/ccf | Natural Gas | Heavy_Fuel_Oil
Natural Gas | NaturalGas | MBtu | Natural GasMBtu | 1000 | /cf | cf | $/ft3 | Light Fuel Oil | Light_Fuel_Oil
Natural Gas | NaturalGas | cf | Natural Gascf | 1.031 | /Gallon (UK) | Cubic Meters | $/m3 | Heavy Fuel Oil | Diesel
Natural Gas | NaturalGas | ccf | Natural Gasccf | 103.143 | /Gallon (US) | Gallons (UK) | $/gal (UK) | Diesel | Kerosene
Natural Gas | NaturalGas | kcf | Natural Gaskcf | 1031 | /GJ | Gallons (US) | $/gal (US) | Kerosene | Propane
Natural Gas | NaturalGas | Mcf | Natural GasMcf | 1031430 | /kBtu | GJ | $/GJ | Propane | District_Heating
Natural Gas | NaturalGas | Therms | Natural GasTherms | 100 | /kcf | kBtu | $/kbtu | Electricity | District_Cooling
Natural Gas | NaturalGas | Cubic Meters | Natural GasCubic Meters | 36.425 | /kg | kcf | $/kcf | District Heating | Biomass
Natural Gas | NaturalGas | GJ | Natural GasGJ | 947.817 | /kLb | kg | $/kg | District Cooling | Solar_PV_or_Wind
Light Fuel Oil | LightFuelOil | kBtu | Light Fuel OilkBtu | 1 | /kWh | kLbs | $/klb | Biomass | Biogas
Light Fuel Oil | LightFuelOil | MBtu | Light Fuel OilMBtu | 1000 | /Lb | kWh | $/kWh | Solar PV or Wind
Light Fuel Oil | LightFuelOil | Gallons (US) | Light Fuel OilGallons (US) | 139.21 | /liter | Lbs | $/lb | Other
Light Fuel Oil | LightFuelOil | Gallons (UK) | Light Fuel OilGallons (UK) | 167.184 | /m3 | liters | $/litre | Biogas
Light Fuel Oil | LightFuelOil | liters | Light Fuel Oilliters | 36.775 | /MBtu | MBtu | $/Mbtu
Light Fuel Oil | LightFuelOil | GJ | Light Fuel OilGJ | 947.817 | /Mcf | Mcf | $/Mcf
Heavy Fuel Oil | HeavyFuelOil | kBtu | Heavy Fuel OilkBtu | 1 | /MLb | MLbs | $/Mlbs
Heavy Fuel Oil | HeavyFuelOil | MBtu | Heavy Fuel OilMBtu | 1000 | /MWh | MWh | $/MWh
Heavy Fuel Oil | HeavyFuelOil | Gallons (US) | Heavy Fuel OilGallons (US) | 152.485 | /Therm | Therms | $/Therm
Heavy Fuel Oil | HeavyFuelOil | Gallons (UK) | Heavy Fuel OilGallons (UK) | 183.127 | /Ton | Ton Hours | $/ton hour
Heavy Fuel Oil | HeavyFuelOil | liters | Heavy Fuel Oilliters | 40.282 | /Ton Hour | Tonnes (metric) | $/tonne (metric)
Heavy Fuel Oil | HeavyFuelOil | GJ | Heavy Fuel OilGJ | 947.817 | /Tonne (metric) | Tons | $/ton
Diesel | Diesel | kBtu | DieselkBtu | 1
Diesel | Diesel | MBtu | DieselMBtu | 1000
Diesel | Diesel | Gallons (US) | DieselGallons (US) | 137.416
Diesel | Diesel | Gallons (UK) | DieselGallons (UK) | 165.029 | kbtu
Diesel | Diesel | liters | Dieselliters | 36.301
Diesel | Diesel | GJ | DieselGJ | 947.817 | 1
Kerosene | Kerosene | kBtu | KerosenekBtu | 1
Kerosene | Kerosene | MBtu | KeroseneMBtu | 1000
Kerosene | Kerosene | Gallons (US) | KeroseneGallons (US) | 135.191
Kerosene | Kerosene | Gallons (UK) | KeroseneGallons (UK) | 162.358
Kerosene | Kerosene | liters | Keroseneliters | 35.714
Kerosene | Kerosene | GJ | KeroseneGJ | 947.817
Propane | Propane | kBtu | PropanekBtu | 1
Propane | Propane | MBtu | PropaneMBtu | 1000
Propane | Propane | cf | Propanecf | 2.516
Propane | Propane | ccf | Propaneccf | 251.6
Propane | Propane | kcf | Propanekcf | 2516
Propane | Propane | Gallons (US) | PropaneGallons (US) | 90.809
Propane | Propane | Gallons (UK) | PropaneGallons (UK) | 109.057
Propane | Propane | liters | Propaneliters | 23.989
Propane | Propane | GJ | PropaneGJ | 947.817
Electricity | Electricity | kBtu | ElectricitykBtu | 1
Electricity | Electricity | MBtu | ElectricityMBtu | 1000
Electricity | Electricity | kWh | ElectricitykWh | 3.412
Electricity | Electricity | MWh | ElectricityMWh | 3412
Electricity | Electricity | GJ | ElectricityGJ | 947.817
District Heating | DistrictHeating | kBtu | District HeatingkBtu | 1
District Heating | DistrictHeating | MBtu | District HeatingMBtu | 1000
District Heating | DistrictHeating | Lbs | District HeatingLbs | 1.194
District Heating | DistrictHeating | kLbs | District HeatingkLbs | 1194
District Heating | DistrictHeating | MLbs | District HeatingMLbs | 1194000
District Heating | DistrictHeating | therms | District Heatingtherms | 100
District Heating | DistrictHeating | GJ | District HeatingGJ | 947.817
District Heating | DistrictHeating | kg | District Heatingkg | 2.632
District Cooling | DistrictCooling | kBtu | District CoolingkBtu | 1
District Cooling | DistrictCooling | MBtu | District CoolingMBtu | 1000
District Cooling | DistrictCooling | Ton Hours | District CoolingTon Hours | 12
District Cooling | DistrictCooling | GJ | District CoolingGJ | 947.817
Choose
Biomass | Biomass | kBtu | BiomasskBtu | 1
Biomass | Biomass | MBtu | BiomassMBtu | 1000
Biomass | Biomass | Tons | BiomassTons | 15477
Biomass | Biomass | Tonnes (metric) | BiomassTonnes (metric) | 17061
Biomass | Biomass | GJ | BiomassGJ | 947.817
Solar PV or Wind | SolarPVorWind | kBtu | Solar PV or WindkBtu | 1
Solar PV or Wind | SolarPVorWind | MBtu | Solar PV or WindMBtu | 1000
Solar PV or Wind | SolarPVorWind | kWh | Solar PV or WindkWh | 3.412
Solar PV or Wind | SolarPVorWind | MWh | Solar PV or WindMWh | 3412
Solar PV or Wind | SolarPVorWind | GJ | Solar PV or WindGJ | 947.817
Other | Other | kBtu | OtherkBtu | 1
Other | Other | MBtu | OtherMBtu | 1000
Other | Other | GJ | OtherGJ | 947.817
Biogas | Biogas | kBtu | BiogaskBtu | 1
Biogas | Biogas | MBtu | BiogasMBtu | 1000
Biogas | Biogas | cf | Biogascf | 1.031
Biogas | Biogas | ccf | Biogasccf | 103.143
Biogas | Biogas | kcf | Biogaskcf | 1031
Biogas | Biogas | Mcf | BiogasMcf | 1031430
Biogas | Biogas | Therms | BiogasTherms | 100
Biogas | Biogas | Cubic Meters | BiogasCubic Meters | 36.425
Biogas | Biogas | GJ | BiogasGJ | 947.817

## Unit Conversions Array (hidden)
Multiplier to get to kBtu
Energy Source | kgCO2e | tCO2e | ccf | ft3 | m3 | Gal (UK) | Gal (US) | GJ | kBtu | kcf | kg | kLb | kWh | Lb | litre | MBtu | Mcf | MLb | MWh | Therm | Ton Hour | Tonne (metric) | Ton | Electricity?
Natural_Gas |  |  | 103.143 | 1.031 | 36.425 |  |  | 947.817 | 1 | 1031 |  |  | 3.412 |  |  | 1000 | 1031430 |  |  | 100 |  |  |  | No
Light_Fuel_Oil | [5 empty] | 167.184 | 139.21 | 947.817 | 1 |  |  |  | 3.412 |  | 36.775 | 1000 | [7 empty] | No
Heavy_Fuel_Oil | [5 empty] | 183.127 | 152.485 | 947.817 | 1 |  |  |  | 3.412 |  | 40.282 | 1000 | [7 empty] | No
Diesel | [5 empty] | 165.029 | 137.416 | 947.817 | 1 |  |  |  | 3.412 |  | 36.301 | 1000 | [7 empty] | No
Kerosene | [5 empty] | 162.358 | 135.191 | 947.817 | 1 |  |  |  | 3.412 |  | 35.714 | 1000 | [7 empty] | No
Propane |  |  | 251.6 | 2.516 |  | 109.057 | 90.809 | 947.817 | 1 |  |  |  | 3.412 |  | 23.989 | 1000 | [7 empty] | No
Electricity | [7 empty] | 947.817 | 1 |  |  |  | 3.412 |  |  | 1000 |  |  | 3412 |  |  |  |  | Yes
District_Heating | [7 empty] | 947.817 | 1 |  | 2.632 | 1194 | 3.412 | 1.194 |  | 1000 |  | 1194000 |  | 100 |  |  |  | No
District_Cooling | [7 empty] | 947.817 | 1 |  |  |  | 3.412 |  |  | 1000 |  |  |  |  | 12 |  |  | Yes
Biomass | [7 empty] | 947.817 | 1 |  |  |  | 3.412 |  |  | 1000 | [5 empty] | 17061 | 15477 | No
Solar_PV_or_Wind | [7 empty] | 947.817 | 1 |  |  |  | 3.412 |  |  | 1000 |  |  | 3412 |  |  |  |  | Yes
Other | [7 empty] | 947.817 | 1 |  |  |  | 3.412 |  |  | 1000 | [7 empty] | No
Biogas |  |  | 103.143 | 1.031 | 36.425 |  |  | 947.817 | 1 | 1031 |  |  | 3.412 |  |  | 1000 | 1031430 |  |  | 100 |  |  |  | No
Energy Source
Natural Gas | $/m3 | $/ft3 | $/ccf | $/kcf | $/MCf | $/GJ | $/kBtu | $/MBtu | $/Therm
Light Fuel Oil | $/Gal (US) | $/Gal (UK) | $/GJ | $/kBtu | $/Litre | $/MBtu
Heavy Fuel Oil | $/Gal (US) | $/Gal (UK) | $/GJ | $/kBtu | $/Litre | $/MBtu
Diesel | $/Gal (US) | $/Gal (UK) | $/GJ | $/kBtu | $/Litre | $/MBtu
Kerosene | $/Gal (US) | $/Gal (UK) | $/GJ | $/kBtu | $/Litre | $/MBtu
Propane | $/ft3 | $/ccf | $/Gal (US) | $/Gal (UK) | $/GJ | $/kBtu | $/Litre | $/MBtu
Electricity | $/kWh | $/MWh | $/GJ | $/kBtu | $/MBtu
RECs | $/kWh
District Heating | $/GJ | $/kBtu | $/MBtu | $/Therm | $/kg | $/lb | $/klb | $/Mlb
District Cooling | $/GJ | $/kBtu | $/MBtu | $/ton hour
Biomass | $/GJ | $/kBtu | $/MBtu | $/tonne (metric) | $/ton
Solar PV or Wind | $/kWh | $/MWh | $/GJ | $/kBtu | $/MBtu
Other | $/kWh | $/GJ | $/kBtu | $/MBtu
Biogas | $/m3 | $/ft3 | $/ccf | $/kcf | $/Mcf | $/GJ | $/kBtu | $/MBtu | $/Therm

## Logo and Colour (hidden)
140,199,196
background
255,255,255
text
241,222,177
minor
60,162,171
minor
0,131,123
Text
211,209,208
minor
0,106,126
minor
155,206,203